## California_Power_Plants
Longitude | Latitude | OBJECTID | CECPlantID | PlantName | Retired_Plant | OperatorCompanyID | County | Capacity_Latest | Units | PriEnergySource | StartDate | Renewable Flag | East or West
-119.5679 | 36.1372 | 1865 | S0335 | Corcoran 2 Solar LLC CED | 0 | CED California Holdings LLC | Kings | 19.8 | 1 | SUN | 2015/06/10 00:00:00+00 | Y | West
-119.5797 | 36.1443 | 1866 | S0520 | Corcoran 3 Solar | 0 | CED California Holdings LLC | Kings | 20 | Unit 1 | SUN | 2016/02/11 00:00:00+00 | Y | West
-119.6484 | 36.2696 | 1867 | C0007 | Hanford - Retired October 2011 | 1 | Hanford LP | Kings | 24 | GEN 1 | PC | 1990/09/01 00:00:00+00 | N | West
-119.6474 | 36.2703 | 1868 | G0832 | Hanford Energy Park Peaker | 0 | MRP San Joaquin Energy, LLC | Kings | 92 | 1, 2 | NG | 2001/09/01 00:00:00+00 | N | West
-119.1283 | 36.2663 | 1869 | S0608 | Exeter Solar | 0 | Tulare PV I LLC | Tulare | 3.5 | ES | SUN | 2014/02/12 00:00:00+00 | Y | East
-119.134 | 36.2118 | 1870 | S0609 | Lindsay Solar | 0 | Tulare PV I LLC | Tulare | 4 | LS | SUN | 2014/01/15 00:00:00+00 | Y | East
-119.0399 | 36.1037 | 1871 | S9325 | ImModo California 1 LLC_(East Orosi 1) | 0 | Not Available | Tulare | 1.5 | Unit 1 | SUN | 2013/12/31 00:00:00+00 | Y | East
-119.0388 | 36.1016 | 1872 | S9326 | ImModo California 1 LLC_(East Orosi 2) | 0 | Not Available | Tulare | 1.5 | Unit 1 | SUN | 2013/12/31 00:00:00+00 | Y | East
-119.0373 | 36.0997 | 1873 | S9327 | ImModo California 1 LLC_(East Orosi 3) | 0 | Not Available | Tulare | 1.5 | Unit 1 | SUN | 2013/12/31 00:00:00+00 | Y | East
-119.0397 | 36.1028 | 1874 | S0151 | Porterville Solar | 0 | Tulare PV I LLC | Tulare | 3.5 | PS | SUN | 2014/01/13 00:00:00+00 | Y | East
-119.0368 | 36.0988 | 1875 | S0518 | Sequoia PV3 | 0 | Coronal Group LLC | Tulare | 3 | Porterville6&7 | SUN | 2014/08/01 00:00:00+00 | Y | East
-118.7888 | 36.1357 | 1876 | H0525 | Tule River | 0 | Southern California Edison (SCE) | Tulare | 2.52 | 1, 2 | WAT | 1909/09/01 00:00:00+00 | Y | East
-118.7071 | 36.1631 | 1877 | H0523 | Tule | 0 | Pacific Gas & Electric (PG&E) | Tulare | 8.5 | 1, 2 | WAT | 1914/01/01 00:00:00+00 | Y | East
-117.9568 | 36.11 | 1878 | H0216 | Haiwee | 0 | Los Angeles Department of Water & Power (LADWP) | Inyo | 6.4 | Unit 1, Unit 2 | WAT | 1927/07/01 00:00:00+00 | Y | East
-121.3695 | 36.4723 | 1879 | S9163 | CA Dept of Correctionns Salinas (SVSP) | 0 | Not Available | Monterey | 2 | 1 | SUN | 2013/01/01 00:00:00+00 | Y | West
-121.3156 | 36.4163 | 1880 | E0089 | Soledad Energy - Retired Jan 2006 | 1 | Soledad Energy LLC | Monterey | 13.4 | BBC 13.4 | WDS | 2000/07/15 00:00:00+00 | Y | West
-121.3401 | 36.4209 | 1881 | W0455 | City of Soledad | 0 | See WPRS for details | Monterey | 1 | WPRS 1 | WND | 1989/12/31 00:00:00+00 | Y | West
-120.3423 | 36.4234 | 1882 | S0176 | Cantua Solar Station | 0 | Pacific Gas & Electric (PG&E) | Fresno | 20 | 1 | SUN | 2012/06/19 00:00:00+00 | Y | West
-120.2428 | 36.3967 | 1883 | S0458 | Buford Five Points Solar Park (Excelsior) | 0 | Clenera - Renewable Energy | Fresno | 60 | W5015 | SUN | 2016/08/23 00:00:00+00 | Y | West
-120.1255 | 36.3777 | 1884 | S0138 | Westside Solar Station | 0 | Pacific Gas & Electric (PG&E) | Fresno | 20 | Unit 1 | SUN | 2010/08/31 00:00:00+00 | Y | West
-120.1075 | 36.395 | 1885 | S0140 | Five Points Solar Station | 0 | Pacific Gas & Electric (PG&E) | Fresno | 15 | Unit 1 | SUN | 2011/10/24 00:00:00+00 | Y | West
-120.1362 | 36.3817 | 1886 | S0563 | Westside Solar LLC | 0 | Whitney Point Solar | Fresno | 20 | Unit 1 | SUN | 2017/03/08 00:00:00+00 | Y | West
-120.1363 | 36.3751 | 1887 | S0564 | Whitney Point Solar LLC | 0 | Whitney Point Solar | Fresno | 20 | Unit 1 | SUN | 2017/04/14 00:00:00+00 | Y | West
-119.7418 | 36.4033 | 1888 | S9018 | Warmer Packing LLC | 0 | Not Available | Kings | 1 | 1 | SUN | 2012/01/01 00:00:00+00 | Y | West
-119.6308 | 36.3065 | 1889 | S0517 | Sequoia PV2 | 0 | Coronal Group LLC | Tulare | 3 | Hanford 1&2 | SUN | 2014/08/29 00:00:00+00 | Y | West
-119.6087 | 36.4718 | 1890 | S9033 | Jackson Michael | 0 | Not Available | Fresno | 1 | 1 | SUN | 2012/01/01 00:00:00+00 | Y | West
-119.6129 | 36.467 | 1891 | S9076 | George Jackson | 0 | Not Available | Fresno | 1 | 1 | SUN | 2012/01/01 00:00:00+00 | Y | West
-119.4008 | 36.3545 | 1892 | S0222 | RE North Face | 0 | PureGen Power | Tulare | 1 | 1 | SUN | 2009/04/01 00:00:00+00 | Y | East
-119.3487 | 36.306 | 1893 | S0633 | Visalia USD El Diamante HS | 0 | Tesla Inc. | Tulare | 1.01 | 93210617-CA | SUN | 2017/05/25 00:00:00+00 | Y | East
-119.3458 | 36.4722 | 1894 | S9038 | Beret & Kees Jan De Jong | 0 | Not Available | Tulare | 1 | 1 | SUN | 2012/01/01 00:00:00+00 | Y | East
-119.3945 | 36.3884 | 1895 | E0101 | MM Tulare Energy LLC | 0 | MM Tulare LLC | Tulare | 1.8 | Gen 1-2 | LFG | 1998/05/01 00:00:00+00 | Y | East
-119.2964 | 36.328 | 1896 | G0288 | Kaweah Delta District Hospital | 0 | Kaweah Delta Hospital | Tulare | 3.5 | 1 | NG | 1984/01/01 00:00:00+00 | N | East
-119.2552 | 36.3874 | 1897 | S0348 | Ivanhoe Solar | 0 | Tulare PV I LLC | Tulare | 3.5 | IS | SUN | 2014/01/17 00:00:00+00 | Y | East
-119.2139 | 36.3184 | 1898 | S0516 | Farmersville (Formerly Sequoia PV1) | 0 | CD Arevon USA Inc. | Tulare | 12 | Farmersville 1, Farmersville 2, Farmersville 3, Farmersville123, Tulare1&2 | SUN | 2019/01/01 00:00:00+00 | Y | East
-119.2132 | 36.3185 | 1899 | S0693 | Tulare (Formerly Sequoia PV1) | 0 | CD Arevon USA Inc. | Tulare | 3 | Tulare 1, Tulare 2 | SUN | 2019/01/01 00:00:00+00 | Y | East
-119.007 | 36.4154 | 1900 | H0262 | Terminus Hydroelectric Project | 0 | Kaweah River Power Authority | Tulare | 20 | 1 | WAT | 1990/03/16 00:00:00+00 | Y | East
-118.8619 | 36.4653 | 1901 | H0259 | Kaweah 1 | 0 | Southern California Edison (SCE) | Tulare | 1 | 1 | WAT | 1990/05/01 00:00:00+00 | Y | East
-118.8798 | 36.4616 | 1902 | H0260 | Kaweah 2 | 0 | Southern California Edison (SCE) | Tulare | 1.8 | 2 | WAT | 1929/09/01 00:00:00+00 | Y | East
-118.0436 | 36.4435 | 1903 | H0116 | Cottonwood | 0 | Los Angeles Department of Water & Power (LADWP) | Inyo | 2.8 | Unit 1, Unit 2 | WAT | 1908/11/01 00:00:00+00 | Y | East
-121.789 | 36.6478 | 1904 | S9028 | CSU Monterey Bay - PV | 0 | Not Available | Monterey | 1 | 1 | SUN | 2012/01/01 00:00:00+00 | Y | West
-121.9133 | 36.5797 | 1905 | S9063 | Community Hospital of Monterey Peninsula | 0 | Not Available | Monterey | 1 | 1 | SUN | 2012/01/01 00:00:00+00 | Y | West
-121.6471 | 36.6594 | 1906 | S9071 | Salinas Valley Memorial Hospital | 0 | Not Available | Monterey | 1 | 1 | SUN | 2012/01/01 00:00:00+00 | Y | West
-121.434 | 36.5034 | 1907 | S9040 | Wines US Inc. Constellation | 0 | Not Available | Monterey | 1 | 1 | SUN | 2012/01/01 00:00:00+00 | Y | West
-121.4061 | 36.5331 | 1908 | E0255 | Ameresco Johnson Canyon | 0 | Ameresco Inc | Monterey | 1.42 | Unit 1 | LFG | 2012/11/23 00:00:00+00 | Y | West
-121.4516 | 36.5052 | 1909 | W0457 | Taylor Farms | 0 | See WPRS for details | Monterey | 1 | WPRS 1 | WND | 1989/12/31 00:00:00+00 | Y | West
-120.8882 | 36.6313 | 1910 | S0635 | Panoche Valley Solar | 0 | CED California Holdings LLC | San Benito | 140 | Unit 1 | SUN | 2017/12/29 00:00:00+00 | Y | West
-120.5798 | 36.6541 | 1911 | G0905 | Wellhead Power Panoche LLC | 0 | Wellhead Power Panoche LLC/Gates LLC | Fresno | 49.9 | 1 | NG | 2001/12/14 00:00:00+00 | N | West
-120.5784 | 36.6535 | 1912 | G0908 | Panoche - CalPeak Power | 0 | CalPeak Power - Panoche | Fresno | 49.62 | 3 | NG | 2001/12/27 00:00:00+00 | N | West
-120.5843 | 36.6513 | 1913 | G0997 | Panoche Energy Center | 0 | Panoche Energy Center LLC | Fresno | 400 | CT-1, CT-2, CT-3, CT-4 | NG | 2009/07/01 00:00:00+00 | N | West
-120.5807 | 36.653 | 1914 | G0998 | Midway LLC - Starwood Power - CalPeak Power | 0 | CalPeak Power LLC | Fresno | 120 | Unit 1, Unit 2 | NG | 2009/05/05 00:00:00+00 | N | West
-120.3391 | 36.5535 | 1915 | S0588 | Buford Giffen Solar | 0 | Not Available | Fresno | 20 | Unit 1 | SUN | 2017/06/16 00:00:00+00 | Y | West
-120.3136 | 36.5296 | 1916 | S0178 | Giffen Solar Station | 0 | Pacific Gas & Electric (PG&E) | Fresno | 10 | 1 | SUN | 2012/06/30 00:00:00+00 | Y | West
-120.385 | 36.6155 | 1917 | S0312 | Adams East LLC | 0 | Onward Energy | Fresno | 19 | 1 | SUN | 2014/12/01 00:00:00+00 | Y | West
-120.4006 | 36.578 | 1918 | S0526 | Tranquillity LLC | 0 | Southern Power Company | Fresno | 200 | TRQS1 | SUN | 2016/07/28 00:00:00+00 | Y | West
-120.3453 | 36.5483 | 1919 | S0605 | Giffen Solar Park LLC | 0 | Clenera - Renewable Energy | Fresno | 20 | W5512 | SUN | 2017/05/22 00:00:00+00 | Y | West
-120.3455 | 36.5484 | 1920 | S0616 | Aspiration Solar | 0 | S-Power (Sustainable Power Group) | Fresno | 9 | Unit 1 | SUN | 2017/09/13 00:00:00+00 | Y | West
-120.3833 | 36.5783 | 1921 | S0653 | Great Valley Solar Portfolio (Tranquillity 8) | 0 | Great Valley Solar Portfolio Holdings LLC | Fresno | 200 | Amarillo, Azul, Rojo, Verde | SUN | 2017/12/26 00:00:00+00 | Y | West
-120.0999 | 36.617 | 1922 | G0904 | Fresno Cogeneration Partners LP PKR | 0 | Fresno Cogeneration Partners | Fresno | 21.3 | UNIT 3 | NG | 2001/08/16 00:00:00+00 | N | West
-120.123 | 36.5239 | 1923 | S0139 | Stroud Solar Station | 0 | Pacific Gas & Electric (PG&E) | Fresno | 20 | Unit 1 | SUN | 2011/10/26 00:00:00+00 | Y | West
-120.1017 | 36.6161 | 1924 | S0425 | Fresno Solar South | 0 | Fresno Cogeneration | Fresno | 1.5 | Unit 1 | SUN | 2015/10/01 00:00:00+00 | Y | West
-120.1045 | 36.617 | 1925 | S0426 | Fresno Solar West | 0 | Fresno Cogeneration | Fresno | 1.5 | Unit 1 | SUN | 2015/10/01 00:00:00+00 | Y | West
-120.1495 | 36.5255 | 1926 | S0654 | Summer Wheat | 0 | GASNA 36P, LLC | San Joaquin | 18.5 | Unit 1 | SUN | 2018/12/10 00:00:00+00 | Y | West
-120.0994 | 36.6171 | 1927 | G0384 | Fresno Cogeneration Partners LP | 0 | Fresno Cogeneration Partners | Fresno | 83.25 | UNIT 1, UNIT 2, UNIT 4 | NG | 1989/12/01 00:00:00+00 | N | West
-119.9221 | 36.6721 | 1928 | S9012 | Golden State Vintners | 0 | Not Available | Fresno | 1 | 1 | SUN | 2012/01/01 00:00:00+00 | Y | West
-119.7524 | 36.6135 | 1929 | S9085 | Fowler Packing Company Inc. | 0 | Not Available | Fresno | 1 | 1 | SUN | 2012/01/01 00:00:00+00 | Y | West
-119.7539 | 36.6135 | 1930 | S9086 | Fowler Packing Company Inc. | 0 | Not Available | Fresno | 1 | 1 | SUN | 2012/01/01 00:00:00+00 | Y | West
-119.5234 | 36.6117 | 1931 | S9034 | Maxco Supply Inc. | 0 | Not Available | Fresno | 1 | 1 | SUN | 2012/01/01 00:00:00+00 | Y | West
-119.5719 | 36.5462 | 1932 | S9181 | Kingsburg Solar (1 & 2) | 0 | Tulare PV I LLC | Fresno | 3.7 | Unit 1, Unit 2 | SUN | 2013/12/01 00:00:00+00 | Y | West
-119.5734 | 36.6544 | 1933 | S9190 | Pristine Sun Fund 10 Fresno PGE LLC_(2102_Christensen) | 0 | Not Available | Fresno | 1 | Unit 1 | SUN | 2013/12/31 00:00:00+00 | Y | West
-119.5798 | 36.5395 | 1934 | G0286 | Kingsburg Cogeneration | 0 | KES Kingsburg LP, c/o Southwest Generation | Fresno | 34.5 | GEN 1, GEN 2 | NG | 1990/12/01 00:00:00+00 | N | West
-119.3138 | 36.5412 | 1935 | S9320 | ImModo California 1 LLC_(Alta 1) | 0 | Not Available | Tulare | 1.5 | Unit 1 | SUN | 2013/12/31 00:00:00+00 | Y | East
-119.3138 | 36.5412 | 1936 | S9321 | ImModo California 1 LLC_(Alta 3) | 0 | Not Available | Tulare | 1.5 | Unit 1 | SUN | 2013/12/31 00:00:00+00 | Y | East
-119.3138 | 36.5412 | 1937 | S9322 | ImModo California 1 LLC_(Alta 4) | 0 | Not Available | Tulare | 1.5 | Unit 1 | SUN | 2013/12/31 00:00:00+00 | Y | East
-119.3138 | 36.5412 | 1938 | S9323 | ImModo California 1 LLC_(Alta 5) | 0 | Not Available | Tulare | 1.5 | Unit 1 | SUN | 2013/12/31 00:00:00+00 | Y | East
-119.3138 | 36.5412 | 1939 | S9324 | ImModo California 1 LLC_(Alta 6) | 0 | Not Available | Tulare | 1.5 | Unit 1 | SUN | 2013/12/31 00:00:00+00 | Y | East
-119.4155 | 36.6681 | 1940 | S0302 | Terzian | 0 | Pristine Sun LLC | Fresno | 1.25 | 1 | SUN | 2014/05/01 00:00:00+00 | Y | East
-119.3983 | 36.5399 | 1941 | S9000 | Ruiz Foods | 0 | Not Available | Tulare | 1 | 1 | SUN | 2012/01/01 00:00:00+00 | Y | East
-119.4261 | 36.5384 | 1942 | S9060 | City of Dinuba | 0 | Not Available | Tulare | 1 | 1 | SUN | 2012/01/01 00:00:00+00 | Y | East
-119.4185 | 36.5698 | 1943 | E0033 | Dinuba Energy | 0 | Community Renewable Energy Services Inc | Tulare | 13 | 1, DSPV | WSD | 2003/07/01 00:00:00+00 | Y | East
-118.8354 | 36.4861 | 1944 | H0261 | Kaweah 3 | 0 | Southern California Edison (SCE) | Tulare | 4.8 | 1 | WAT | 1913/05/01 00:00:00+00 | Y | East
-121.7689 | 36.7082 | 1945 | S0621 | Monterey Regional Water Pollution Control Agency | 0 | Tesla Inc. | Monterey | 1.12 | 939009-CA | SUN | 2010/12/21 00:00:00+00 | Y | West
-121.801 | 36.6933 | 1946 | S9042 | Pollution Control Monterey Reg'l Water | 0 | Not Available | Monterey | 1 | 1 | SUN | 2012/01/01 00:00:00+00 | Y | West
-121.7678 | 36.7063 | 1947 | E0055 | Monterey Regional Water Pollution Control Cogen | 0 | MRWPCA | Monterey | 1.74 | Unit 1, Unit 2, Unit 3 | LFG | 1991/01/01 00:00:00+00 | Y | West
-121.7677 | 36.7138 | 1948 | E0135 | Marina Landfill Gas (Monterey Regional Waste Management Dst) | 0 | Monterey Regional Waste Mgmt Dist | Monterey | 5.6 | G4, LL1, U1, U2, U3, U4 | LFG | 1997/03/01 00:00:00+00 | Y | West
-121.7827 | 36.8047 | 1949 | G0372 | Moss Landing Power Plant | 0 | Duke Energy Moss Landing & Oakland LLC | Monterey | 2484 | 1-GT1, 1-GT2, 1-ST, 2-GT1, 2-GT2, 2-ST, 6, 7 | NG | 2002/07/01 00:00:00+00 | N | West
-121.6748 | 36.7365 | 1950 | G0589 | Sunnyside Cogeneration Partners LP (Retired December 2008) | 1 | Ridgewood Power Management LLC | Monterey | 6.5 | Gen 1-5 | NG | 1991/05/01 00:00:00+00 | N | West
-121.6156 | 36.8018 | 1951 | E0144 | Salinas - Closed August 2009 | 1 | Pacific Recovery Corp | Monterey | 1.5 | 1 | LFG | 1986/12/01 00:00:00+00 | Y | West
-121.4042 | 36.8329 | 1952 | S0304 | San Benito Smart Park | 0 | Bay4 Energy Services LLC | San Benito | 2 | 1 | SUN | 2014/05/31 00:00:00+00 | Y | West
-121.4038 | 36.8313 | 1953 | S0387 | Enerparc CA1 LLC | 0 | RC Energy Hollister, LLC | San Benito | 1.5 | Unit 1 | SUN | 2014/06/16 00:00:00+00 | Y | West
-121.429 | 36.8633 | 1954 | S0428 | Hollister Solar | 0 | Hollister Solar LLC | San Benito | 1.5 | Unit 1 | SUN | 2015/04/01 00:00:00+00 | Y | West
-121.4459 | 36.8572 | 1955 | S9061 | City of Hollister | 0 | Not Available | San Benito | 1 | 1 | SUN | 2012/01/01 00:00:00+00 | Y | West
-120.4176 | 36.7302 | 1956 | S0341 | North Star Solar | 0 | North Star Solar LLC | Fresno | 61.6 | NSS1 | SUN | 2015/06/19 00:00:00+00 | Y | West
-120.4298 | 36.7219 | 1957 | S0423 | Citizen Solar B | 0 | S-Power (Sustainable Power Group) | Fresno | 5 | Unit 1 | SUN | 2015/11/24 00:00:00+00 | Y | West
-120.3659 | 36.7605 | 1958 | S0121 | CalRENEW-1 | 0 | Meridian Energy USA Inc | Fresno | 5 | CR1 | SUN | 2010/04/09 00:00:00+00 | Y | West
-120.339 | 36.8615 | 1959 | E0050 | Madera Power (offline 3/28/2012 - repowered 2013) | 0 | Madera Power LLC | Madera | 25 | 1 | WDS | 2001/06/01 00:00:00+00 | Y | West
-120.3654 | 36.7558 | 1960 | E0052 | Covanta Mendota LP | 0 | Clean Energy Systems | Fresno | 53 | 1, Main | WDS | 1989/07/01 00:00:00+00 | Y | West
-120.3994 | 36.7172 | 1961 | S0703 | Little Bear Solar 1 | 0 | Longroad Energy | Fresno | 40 | Unit 1 | SUN | 2020/12/16 00:00:00+00 | Y | West
-120.393 | 36.7165 | 1962 | S0704 | Little Bear Solar 3 | 0 | Longroad Energy | Fresno | 20 | Unit 1 | SUN | 2020/12/14 00:00:00+00 | Y | West
-120.4101 | 36.7172 | 1963 | S0705 | Little Bear Solar 4 | 0 | Longroad Energy | Fresno | 50 | Unit 1 | SUN | 2020/12/14 00:00:00+00 | Y | West
-120.4 | 36.7115 | 1964 | S0706 | Little Bear Solar 5 | 0 | Longroad Energy | Fresno | 50 | Unit 1 | SUN | 2020/12/16 00:00:00+00 | Y | West
-119.7975 | 36.6785 | 1965 | S0179 | La Joya Del Sol | 0 | X-Elio North America Inc. | Fresno | 1.5 | 1 | SUN | 2012/10/31 00:00:00+00 | Y | West
-119.6804 | 36.8163 | 1966 | S0658 | Clovis USD High School | 0 | Tesla Inc. | Fresno | 1.01 | Unit 1 | SUN | 2018/06/14 00:00:00+00 | Y | West
-119.6884 | 36.7764 | 1967 | S9014 | Grundfos Pumps | 0 | Not Available | Fresno | 1 | 1 | SUN | 2012/01/01 00:00:00+00 | Y | West
-119.7132 | 36.7837 | 1968 | S9020 | The Gap Inc | 0 | Not Available | Fresno | 1 | 1 | SUN | 2012/01/01 00:00:00+00 | Y | West
-119.7416 | 36.8102 | 1969 | S9026 | CA State University Fresno | 0 | Not Available | Fresno | 1 | 1 | SUN | 2012/01/01 00:00:00+00 | Y | West
-119.6979 | 36.7639 | 1970 | S9056 | E&J Gallo Winery | 0 | Not Available | Fresno | 1 | 1 | SUN | 2012/01/01 00:00:00+00 | Y | West
-119.8462 | 36.8386 | 1971 | S9126 | Olam West Coast | 0 | Not Available | Fresno | 1.4 | 1 | SUN | 2012/01/01 00:00:00+00 | Y | West
-119.7116 | 36.8391 | 1972 | S9143 | Wawona Frozen Foods / Alluvial Project | 0 | Not Available | Fresno | 2.2 | 1 | SUN | 2012/01/01 00:00:00+00 | Y | West
-119.7534 | 36.7156 | 1973 | S9144 | Wawona Frozen Foods / Cedar Project | 0 | Not Available | Fresno | 2.2 | 1 | SUN | 2012/01/01 00:00:00+00 | Y | West
-119.7101 | 36.7677 | 1974 | S9145 | City of Fresno - Fresno Yosemite Airport | 0 | Not Available | Fresno | 2.3 | 1 | SUN | 2012/01/01 00:00:00+00 | Y | West
-119.7231 | 36.6888 | 1975 | E0098 | Rio Bravo Fresno | 0 | IHI Power Services Corp | Fresno | 24.3 | Unit 1 | WDS | 1988/07/01 00:00:00+00 | Y | West
-119.7404 | 36.6898 | 1976 | G0220 | Malaga Peaking Plant | 0 | Malaga Power LLC | Fresno | 98 | 1, 2 | NG | 2005/06/01 00:00:00+00 | N | West
-119.7668 | 36.8344 | 1977 | G0518 | Saint Agnes Medical Center | 0 | Saint Agnes Medical Center | Fresno | 10.5 | 1, 1&2 | NG | 2001/04/01 00:00:00+00 | N | West
-119.5769 | 36.7001 | 1978 | S0632 | Sanger USD Sanger High School | 0 | Tesla Inc. | Fresno | 1.07 | 9366485-CA | SUN | 2017/01/27 00:00:00+00 | Y | West
-119.6378 | 36.7986 | 1979 | S0659 | Clovis USD East High School | 0 | Tesla Inc. | Fresno | 1.01 | Unit 1 | SUN | 2018/04/15 00:00:00+00 | Y | West
-119.5531 | 36.6842 | 1980 | G0536 | Algonquin Power Sanger LLC | 0 | Algonquin Power Sanger LLC | Fresno | 39.8 | GTG, STG | NG | 1990/11/01 00:00:00+00 | N | West
-119.3274 | 36.8325 | 1981 | H0387 | Pine Flat | 0 | Kings River Conservation District | Fresno | 165 | Unit 1, Unit 2, Unit 3 | WAT | 1984/01/01 00:00:00+00 | Y | East
-122.0308 | 36.9617 | 1982 | S9124 | City of Santa Cruz Wastewater Treatment Plant | 0 | Not Available | Santa Cruz | 1.3 | 1 | SUN | 2012/01/01 00:00:00+00 | Y | West
-122.1055 | 36.9736 | 1983 | E0132 | Santa Cruz Energy LLC | 0 | OPAL Fuels | Santa Cruz | 1.6 | GEN 1 | LFG | 2009/11/21 00:00:00+00 | Y | West
-122.0617 | 36.9989 | 1984 | G0541 | UC Santa Cruz Cogeneration | 0 | UC Santa Cruz | Santa Cruz | 7.33 | Fackler, PE, Unit 1 | NG | 2015/08/01 00:00:00+00 | N | West
-121.7687 | 36.9113 | 1985 | G0661 | Watsonville - (Non-Operational May 2011) | 1 | Calpine Monterey Cogeneration Inc | Santa Cruz | 30.8 | WV1JT1, WV1ST1 | NG | 1990/05/01 00:00:00+00 | N | West
-121.8114 | 36.9145 | 1986 | E0214 | Ameresco Santa Cruz Energy | 0 | Ameresco Inc | Santa Cruz | 3.18 | Unit 1, Unit 2, Unit 3 | LFG | 2006/02/02 00:00:00+00 | Y | West
-121.778 | 36.8956 | 1987 | S9111 | Indalex West Inc. ABANDONED | 1 | Not Available | Santa Cruz | 1.2 | 1 | SUN | 2012/01/01 00:00:00+00 | Y | West
-121.5367 | 37.0002 | 1988 | G0229 | Gilroy Cogen Plant | 0 | Calpine Gilroy Cogen, L.P. | Santa Clara | 123.4 | GI1CT1, GI1ST1 | NG | 1988/03/01 00:00:00+00 | N | West
-121.5362 | 36.9992 | 1989 | G0822 | Gilroy Peaker | 0 | Gilroy Energy Center, LLC | Santa Clara | 141.9 | GI2JT1, GI2JT2, GI2JT3 | NG | 2002/02/01 00:00:00+00 | N | West
-121.1807 | 37.0518 | 1990 | W0354 | International Turbine Research Inc. | 0 | International Turbine Research | Merced | 18.43 | WPRS 1 | WND | 1988/06/14 00:00:00+00 | Y | West
-121.0902 | 36.9745 | 1991 | S0691 | Wright Solar | 0 | Clenera - Renewable Energy | Merced | 200 | W8785 | SUN | 2020/01/03 00:00:00+00 | Y | West
-120.8058 | 36.9285 | 1992 | S0337 | Vega Solar | 0 | Longroad Energy | Merced | 20 | 1 | SUN | 2015/03/24 00:00:00+00 | Y | West
-120.871 | 36.9799 | 1993 | S9046 | Almond Process Parreira | 0 | Not Available | Merced | 1 | 1 | SUN | 2012/01/01 00:00:00+00 | Y | West
-120.6695 | 36.8785 | 1994 | S0586 | CED Oro Loma 1 & 2 | 0 | CED California Holdings LLC | Fresno | 20 | Unit 1 | SUN | 2017/01/26 00:00:00+00 | Y | West
-120.1567 | 36.9408 | 1995 | S9048 | City of Madera | 0 | Not Available | Madera | 1 | 1 | SUN | 2012/01/01 00:00:00+00 | Y | West
-120.0462 | 36.9414 | 1996 | S9059 | Madera Community Hospital | 0 | Not Available | Madera | 1 | 1 | SUN | 2012/01/01 00:00:00+00 | Y | West
-119.7034 | 36.9977 | 1997 | H0198 | Friant-Kern Hydro Facility (River Outlet Madera Canal F-K) | 0 | Friant Power Authority | Madera | 30.57 | FR1, M1, RO1 | WAT | 1986/01/01 00:00:00+00 | Y | West
-119.7071 | 37.0025 | 1998 | H0626 | Quinten Luallen | 0 | Friant Power Authority | Madera | 7.38 | RO2 | WAT | 2017/05/23 00:00:00+00 | Y | West
-119.1587 | 36.8881 | 1999 | H0272 | Kings River | 0 | Pacific Gas & Electric (PG&E) | Fresno | 52 | Unit 597 | WAT | 1962/03/07 00:00:00+00 | Y | East
-119.0878 | 36.9091 | 2000 | H0019 | Balch #1 | 0 | Pacific Gas & Electric (PG&E) | Fresno | 34 | Unit 587 | WAT | 1927/02/20 00:00:00+00 | Y | East
-119.0876 | 36.9089 | 2001 | H0020 | Balch #2 | 0 | Pacific Gas & Electric (PG&E) | Fresno | 108 | Unit 588, Unit 589 | WAT | 1958/11/26 00:00:00+00 | Y | East
-119.0202 | 36.9274 | 2002 | H0215 | Haas | 0 | Pacific Gas & Electric (PG&E) | Fresno | 144 | Unit 591, Unit 592 | WAT | 1958/12/23 00:00:00+00 | Y | East
-118.9683 | 37.0293 | 2003 | H0229 | Helms (Pumped Storage) | 0 | Pacific Gas & Electric (PG&E) | Fresno | 1212 | Unit 936, Unit 937, Unit 938 | WAT | 1984/06/30 00:00:00+00 | Y | East
-118.2826 | 36.9395 | 2004 | H0142 | Division Creek | 0 | Los Angeles Department of Water & Power (LADWP) | Inyo | 0.65 | 1 | WAT | 1909/03/01 00:00:00+00 | Y | East
-117.2033 | 32.7024 | 2005 | G0986 | Backup Generation - Navy Regional Data Automation Center | 1 | Navy Public Works | San Diego | 2.4 | 1TG | NG | 1988/01/01 00:00:00+00 | N | East
-121.8953 | 37.2144 | 2006 | E0120 | Guadalupe Power Plant (Retired 2013) | 1 | OPAL Fuels | Santa Clara | 2.6 | Unit 1, Unit 2, Unit 3, Unit 4 | LFG | 1984/04/01 00:00:00+00 | Y | West
-121.746 | 37.2208 | 2007 | G0794 | Metcalf Energy Center | 0 | Metcalf Energy Center, LLC | Santa Clara | 565.8 | MF1CT1, MF1CT2, MF1ST1 | NG | 2005/06/01 00:00:00+00 | N | West
-121.6354 | 37.1491 | 2008 | S9041 | Unified School District Morgan Hill | 0 | Not Available | Santa Clara | 1 | 1 | SUN | 2012/01/01 00:00:00+00 | Y | West
-121.0172 | 37.0873 | 2009 | H0363 | O'Neill (Pumping-Generating) | 0 | United States Bureau of Reclamation | Merced | 25.2 | UNIT 1, UNIT 2, UNIT 3, UNIT 4, UNIT 5, UNIT 6 | WAT | 1968/01/01 00:00:00+00 | Y | West
-121.0773 | 37.0691 | 2010 | H0452 | W R Gianelli (Pumping-Generating) | 0 | California Department of Water Resources | Merced | 424 | 1, 2, 3, 4, 5, 6, 7, 8 | WAT | 1968/06/01 00:00:00+00 | Y | West
-121.0477 | 37.1193 | 2011 | S0443 | Quinto Solar PV Project | 0 | CD Arevon USA Inc. | Merced | 108 | Unit 1 | SUN | 2015/11/25 00:00:00+00 | Y | West
-120.9587 | 37.1498 | 2012 | S9050 | Ingomar Packing Co. | 0 | Not Available | Merced | 1 | 1 | SUN | 2012/01/01 00:00:00+00 | Y | West
-120.6485 | 37.0583 | 2013 | S0437 | Sun Harvest Solar NDP1 | 0 | SunHarvest Solar | Merced | 1.5 | Unit 1 | SUN | 2015/05/01 00:00:00+00 | Y | West
-120.4905 | 37.187 | 2014 | E0007 | Merced Power (El Nido) | 0 | Global Ampersand LLC | Merced | 12.5 | Unit 1 | WDS | 2008/08/15 00:00:00+00 | Y | West
-120.2483 | 37.1086 | 2015 | G0896 | Chowchilla II Peaker | 0 | California Power Holdings LLC | Madera | 48 | Unit 1, Unit 10, Unit 11, Unit 12, Unit 13, Unit 14, Unit 15, Unit 16, Unit 2, Unit 3, Unit 4, Unit 5, Unit 6, Unit 7, Unit 8, Unit 9 | NG | 2001/07/01 00:00:00+00 | N | West
-120.324 | 37.121 | 2016 | S0421 | Adera Solar | 0 | Adera Solar LLC | Madera | 20 | Unit 1 | SUN | 2015/12/01 00:00:00+00 | Y | West
-120.2488 | 37.1069 | 2017 | E0018 | Chowchilla II Biomass | 0 | Global Ampersand LLC | Madera | 12.5 | Unit 1 | WDS | 2008/05/15 00:00:00+00 | Y | West
-120.1513 | 37.0882 | 2018 | S9164 | CA Dept of Corrections Chowchilla | 0 | Not Available | Madera | 3 | 1 | SUN | 2013/01/01 00:00:00+00 | Y | West
-119.8996 | 37.0568 | 2019 | H0310 | Madera Canal (Station 980 1174 1302 1923) | 0 | Madera-Chowchilla Water Power Authority | Madera | 3.74 | 980 | WAT | 1985/02/01 00:00:00+00 | Y | West
-119.49 | 37.139 | 2020 | H0034 | Big Creek 4 | 0 | Southern California Edison (SCE) | Madera | 100 | 1 | WAT | 1923/09/01 00:00:00+00 | Y | East
-119.5528 | 37.0925 | 2021 | H0265 | Kerckhoff PH 1 | 0 | Pacific Gas & Electric (PG&E) | Fresno | 33.7 | Unit 593, Unit 594, Unit 595 | WAT | 1920/08/15 00:00:00+00 | Y | West
-119.5582 | 37.0719 | 2022 | H0266 | Kerckhoff PH 2 | 0 | Pacific Gas & Electric (PG&E) | Fresno | 155 | Unit 932 | WAT | 1983/05/06 00:00:00+00 | Y | West
-119.494 | 37.1589 | 2023 | H0448 | San Joaquin #1A | 0 | Pacific Gas & Electric (PG&E) | Madera | 0.43 | 1 | WAT | 1919/03/01 00:00:00+00 | Y | East
-119.4975 | 37.2033 | 2024 | H0449 | San Joaquin #2 | 0 | Pacific Gas & Electric (PG&E) | Madera | 2.88 | 1 | WAT | 1917/09/01 00:00:00+00 | Y | East
-119.5047 | 37.151 | 2025 | H0570 | Wishon Powerhouse | 0 | Pacific Gas & Electric (PG&E) | Madera | 12.8 | 1, 2, 3, 4 | WAT | 1910/09/01 00:00:00+00 | Y | West
-119.3055 | 37.1991 | 2026 | H0028 | Big Creek 2 | 0 | Southern California Edison (SCE) | Fresno | 67.1 | UNIT 1 | WAT | 1913/11/26 00:00:00+00 | Y | East
-119.3061 | 37.1988 | 2027 | H0030 | Big Creek 2A | 0 | Southern California Edison (SCE) | Fresno | 98.5 | UNIT 1 | WAT | 1928/08/01 00:00:00+00 | Y | East
-119.3864 | 37.1486 | 2028 | H0032 | Big Creek 3 | 0 | Southern California Edison (SCE) | Fresno | 177 | UNIT 1 | WAT | 1923/09/01 00:00:00+00 | Y | East
-119.3289 | 37.2096 | 2029 | H0036 | Big Creek 8 | 0 | Southern California Edison (SCE) | Fresno | 64.5 | UNIT 1 | WAT | 1921/01/01 00:00:00+00 | Y | East
-119.3379 | 37.2203 | 2030 | H0313 | Mammoth Pool | 0 | Southern California Edison (SCE) | Madera | 187 | UNIT 1 | WAT | 1960/03/01 00:00:00+00 | Y | East
-119.2397 | 37.2041 | 2031 | H0027 | Big Creek 1 | 0 | Southern California Edison (SCE) | Fresno | 82.9 | UNIT 1 | WAT | 1913/11/01 00:00:00+00 | Y | East
-119.2567 | 37.1478 | 2032 | H0161 | Eastwood (Pumped Storage) | 0 | Southern California Edison (SCE) | Fresno | 199 | UNIT 1 | WAT | 1988/01/01 00:00:00+00 | Y | East
-118.3242 | 37.1422 | 2033 | H0040 | Big Pine | 0 | Los Angeles Department of Water & Power (LADWP) | Inyo | 3.2 | Unit 1 | WAT | 1925/07/01 00:00:00+00 | Y | East
-122.1247 | 37.3631 | 2034 | S9135 | Foothill - De Anza Community College District | 0 | Not Available | Santa Clara | 1.6 | 1 | SUN | 2012/01/01 00:00:00+00 | Y | West
-122.1303 | 37.3637 | 2035 | S9136 | Foothill College - Pv Capstone | 0 | Not Available | Santa Clara | 1.7 | 1 | SUN | 2012/01/01 00:00:00+00 | Y | West
-122.1758 | 37.4299 | 2036 | G0080 | Cardinal Cogen - Retired 3/31/2015 | 1 | Cardinal Cogen | Santa Clara | 52.8 | GTG1, STG1 | NG | 1987/12/01 00:00:00+00 | N | West
-121.943 | 37.4341 | 2037 | G1047 | San Jose-Santa Clara Regional Wastewater Facility | 0 | City of San Jose | Santa Clara | 25.8 | CE-1, CE-2, CE-3, CE-4, E-2, E-3, E-5, EG-1, EG-2, EG-3 | NG | 2020/08/10 00:00:00+00 | N | West
-122.084 | 37.4224 | 2038 | S9005 | Google Inc. | 0 | Not Available | Santa Clara | 1 | 1 | SUN | 2012/01/01 00:00:00+00 | Y | West
-122.0845 | 37.4214 | 2039 | S9031 | Google Inc. | 0 | Not Available | Santa Clara | 1 | 1 | SUN | 2012/01/01 00:00:00+00 | Y | West
-122.0128 | 37.2643 | 2040 | S9058 | West Valley Mission Community College | 0 | Not Available | Santa Clara | 1 | 1 | SUN | 2012/01/01 00:00:00+00 | Y | West
-122.0261 | 37.4151 | 2041 | S9069 | Network Appliance/Chevron Energy Solutions | 0 | Not Available | Santa Clara | 1 | 1 | SUN | 2012/01/01 00:00:00+00 | Y | West
-122.0045 | 37.38 | 2042 | S9075 | Applied Materials Inc. | 0 | Not Available | Santa Clara | 1 | 1 | SUN | 2012/01/01 00:00:00+00 | Y | West
-121.9807 | 37.4114 | 2043 | S9081 | Ohlone Community College District | 0 | Not Available | Santa Clara | 1 | 1 | SUN | 2012/01/01 00:00:00+00 | Y | West
-122.0262 | 37.416 | 2044 | S9128 | Network Appliance | 0 | Not Available | Santa Clara | 1.4 | 1 | SUN | 2012/01/01 00:00:00+00 | Y | West
-122.0349 | 37.4226 | 2045 | S9134 | City of Sunnyvale Wastewater Treatment Plant | 0 | Not Available | Santa Clara | 1.6 | 1 | SUN | 2012/01/01 00:00:00+00 | Y | West
-121.9992 | 37.3866 | 2046 | S9149 | Advanced Micro Decives | 0 | Not Available | Santa Clara | 3 | 1 | SUN | 2012/01/01 00:00:00+00 | Y | West
-122.0055 | 37.3775 | 2047 | S9151 | Spansion LLC | 0 | Not Available | Santa Clara | 3 | 1 | SUN | 2012/01/01 00:00:00+00 | Y | West
-122.0151 | 37.4185 | 2048 | E0181 | Sunnyvale Water Pollution Control Plant | 0 | City of Sunnyvale Water Pollution Control Plant | Santa Clara | 1.6 | S-14, S-15 | LFG | 1997/07/01 00:00:00+00 | Y | West
-121.9705 | 37.4137 | 2049 | E0141 | Santa Clara - Retired Dec 2005 | 1 | Pacific Recovery Corp | Santa Clara | 1.5 | 1 | LFG | 1986/12/01 00:00:00+00 | Y | West
-121.9512 | 37.4347 | 2050 | E0303 | Zero Waste to Energy | 0 | Zero Waste to Energy Development Company | Santa Clara | 1.6 | Unit 1 | LFG | 2016/01/01 00:00:00+00 | Y | West
-121.9442 | 37.3643 | 2051 | G0114 | Santa Clara Cogen | 0 | Silicon Valley Power | Santa Clara | 7.8 | 1, 2 | NG | 1982/06/01 00:00:00+00 | N | West
-121.951 | 37.377 | 2052 | G0169 | Donald Von Raesfeld Power Plant (DVR) | 0 | Silicon Valley Power | Santa Clara | 147 | CT1, CT2, SG | NG | 2004/11/01 00:00:00+00 | N | West
-121.9687 | 37.4011 | 2053 | G0228 | Gianera | 0 | Silicon Valley Power | Santa Clara | 64.3 | 1, 2 | NG | 1987/06/01 00:00:00+00 | N | West
-121.9445 | 37.3686 | 2054 | G0144 | Altivity Packaging - Santa Clara - Retired December 2017 | 1 | Graphic Packaging International Inc | Santa Clara | 25 | COGEN 1 | NG | 1986/06/01 00:00:00+00 | N | West
-121.9238 | 37.3484 | 2055 | G0898 | San Jose FMC | 1 | Pacific Gas & Electric (PG&E) | Santa Clara | 45 | Unit 1 | OIL | 1997/05/27 00:00:00+00 | N | West
-121.9225 | 37.3651 | 2056 | S9047 | Airport Division City of San Jose | 0 | Not Available | Santa Clara | 1 | 1 | SUN | 2012/01/01 00:00:00+00 | Y | West
-121.8616 | 37.3179 | 2057 | S9094 | City of San Jose | 0 | Not Available | Santa Clara | 1 | 1 | SUN | 2012/01/01 00:00:00+00 | Y | West
-121.9217 | 37.3804 | 2058 | S9095 | City of Santa Clara | 0 | Not Available | Santa Clara | 1 | 1 | SUN | 2012/01/01 00:00:00+00 | Y | West
-121.9225 | 37.3811 | 2059 | S9101 | County of Santa Clara | 0 | Not Available | Santa Clara | 1 | 1 | SUN | 2012/01/01 00:00:00+00 | Y | West
-121.9218 | 37.381 | 2060 | S9103 | County of Santa Clara | 0 | Not Available | Santa Clara | 1.1 | 1 | SUN | 2012/01/01 00:00:00+00 | Y | West
-121.8591 | 37.3662 | 2061 | S9112 | Independence HS | 0 | Not Available | Santa Clara | 1.2 | 1 | SUN | 2012/01/01 00:00:00+00 | Y | West
-121.7659 | 37.3039 | 2062 | S9127 | San Jose Evergreen Community College | 0 | Not Available | Santa Clara | 1.4 | 1 | SUN | 2012/01/01 00:00:00+00 | Y | West
-121.9157 | 37.3674 | 2063 | S9172 | Gridley Main Two | 0 | LIGHTBEAM POWER COMPANY GRIDLEY MAIN TWO LLC | Santa Clara | 2.5 | Unit 1 | SUN | 2013/04/01 00:00:00+00 | Y | West
-121.8783 | 37.3361 | 2064 | G0087 | San Jose Cogeneration | 0 | San Jose State University | Santa Clara | 7 | GEN1, GEN2 | NG | 1984/12/01 00:00:00+00 | N | West
-121.9271 | 37.4111 | 2065 | G0221 | Agnews Power Plant | 0 | O.L.S. Energy - Agnews Inc | Santa Clara | 30.5 | AG1JT1, AG1ST1 | NG | 1990/04/01 00:00:00+00 | N | West
-121.8895 | 37.3278 | 2066 | G0121 | San Jose Convention Center (Closed 2001) | 1 | City of San Jose | Santa Clara | 1.5 | 1 | NG | 1990/05/01 00:00:00+00 | N | West
-121.9322 | 37.4252 | 2067 | G0866 | Los Esteros Critical Energy Facility | 0 | Los Esteros Critical Energy Facility, LLC | Santa Clara | 524 | LE1JT1, LE1JT1-RP, LE1JT2, LE1JT2-RP, LE1JT3, LE1JT3-RP, LE1JT4, LE1JT4-RP, LE1ST1 | NG | 2003/03/01 00:00:00+00 | N | West
-121.1491 | 37.3678 | 2068 | S0459 | Frontier Solar LLC (Crow Creek) | 0 | Clenera - Renewable Energy | Stanislaus | 20 | 1 | SUN | 2016/06/07 00:00:00+00 | Y | West
-121.1409 | 37.3854 | 2069 | E0150 | Stanislaus Resource Recovery Facility | 0 | Covanta Energy Inc | Stanislaus | 24 | UNIT 1 | MSW | 1989/01/01 00:00:00+00 | Y | West
-120.8108 | 37.3764 | 2070 | S9035 | E & J Gallo Winery | 0 | Not Available | Merced | 1 | 1 | SUN | 2012/01/01 00:00:00+00 | Y | West
-120.629 | 37.3616 | 2071 | E0043 | J R Wood Incorporated - Retired December 2004 | 1 | Dole Packaged Frozen Foods | Merced | 1.05 | GEN1 | NG | 1992/01/01 00:00:00+00 | N | West
-120.6283 | 37.3624 | 2072 | G0283 | JRW Associates LP | 1 | Ridgewood Power Management LLC | Merced | 10.4 | Unit 1-8 | NG | 1991/04/01 00:00:00+00 | N | West
-120.4325 | 37.3686 | 2073 | H0301 | Fairfield | 0 | Merced Irrigation District | Merced | 0.9 | 1 | WAT | 1983/06/01 00:00:00+00 | Y | West
-120.4844 | 37.2678 | 2074 | S0429 | Merced Solar | 0 | Merced Solar LLC | Merced | 1.5 | Unit 1 | SUN | 2015/04/01 00:00:00+00 | Y | West
-120.4825 | 37.2678 | 2075 | S0430 | Mission Solar | 0 | Mission Solar LLC | Merced | 1.5 | Unit 1 | SUN | 2015/04/01 00:00:00+00 | Y | West
-120.6005 | 37.3603 | 2076 | S9090 | City of Atwater | 0 | Not Available | Merced | 1 | 1 | SUN | 2012/01/01 00:00:00+00 | Y | West
-120.5074 | 37.3511 | 2077 | S9267 | Pristine Sun Fund 10 Fresno PGE LLC_(2097_Helton) | 0 | Not Available | Merced | 1.5 | Unit 1 | SUN | 2015/05/01 00:00:00+00 | Y | West
-120.4145 | 37.3627 | 2078 | S9029 | UC Merced | 0 | Not Available | Merced | 1 | 1 | SUN | 2012/01/01 00:00:00+00 | Y | West
-119.5295 | 37.2916 | 2079 | H0120 | Crane Valley | 0 | Pacific Gas & Electric (PG&E) | Madera | 0.9 | 1 | WAT | 1919/07/01 00:00:00+00 | Y | West
-119.519 | 37.254 | 2080 | H0450 | San Joaquin #3 | 0 | Pacific Gas & Electric (PG&E) | Madera | 4 | 3 | WAT | 1923/08/01 00:00:00+00 | Y | West
-119.1591 | 37.2569 | 2081 | H0499 | Portal | 0 | Southern California Edison (SCE) | Fresno | 10 | UNIT 1 | WAT | 1956/12/01 00:00:00+00 | Y | East
-118.5735 | 37.2737 | 2082 | H0041 | Bishop Creek 2 | 0 | Southern California Edison (SCE) | Inyo | 7.3 | 1 | WAT | 1908/11/01 00:00:00+00 | Y | East
-118.532 | 37.302 | 2083 | H0042 | Bishop Creek 3 | 0 | Southern California Edison (SCE) | Inyo | 7.84 | 1 | WAT | 1913/06/01 00:00:00+00 | Y | East
-118.5237 | 37.4139 | 2084 | H0394 | Pleasant Valley | 0 | Los Angeles Department of Water & Power (LADWP) | Inyo | 2.7 | Unit 1 | WAT | 1958/02/01 00:00:00+00 | Y | East
-118.5018 | 37.323 | 2085 | H0043 | Bishop Creek 4 | 0 | Southern California Edison (SCE) | Inyo | 7.95 | 1 | WAT | 1905/09/01 00:00:00+00 | Y | East
-118.4796 | 37.3345 | 2086 | H0044 | Bishop Creek 5 | 0 | Southern California Edison (SCE) | Inyo | 3.8 | 1 | WAT | 1919/06/01 00:00:00+00 | Y | East
-118.4628 | 37.35 | 2087 | H0045 | Bishop Creek 6 | 0 | Southern California Edison (SCE) | Inyo | 1.6 | 1 | WAT | 1913/03/01 00:00:00+00 | Y | East
-122.3928 | 37.6233 | 2088 | G0636 | United Cogen Inc (SFO) - Retired 3/31/2012 | 1 | United Cogen Inc | San Mateo | 31 | CTG, STG | NG | 1985/12/01 00:00:00+00 | N | West
-122.406 | 37.504 | 2089 | E0218 | Ameresco Half Moon Bay (Ox Mountain Landfill) | 0 | Ameresco Inc | San Mateo | 11.46 | 1, 2, 3, 4, 5, 6 | LFG | 2009/04/01 00:00:00+00 | Y | West
-122.1746 | 37.4945 | 2090 | E0123 | Marsh Road Power Plant (Retired 2013) | 1 | OPAL Fuels | San Mateo | 2 | Unit 1, Unit 2, Unit 3, Unit 4 | LFG | 1983/12/01 00:00:00+00 | Y | West
-122.1729 | 37.4552 | 2091 | G0515 | SRI International Cogen Project | 0 | International Power Technology Inc | San Mateo | 6 | UNIT 1 | NG | 1987/04/01 00:00:00+00 | N | West
-122.1098 | 37.4384 | 2092 | G1034 | COBUG - City of Palo Alto Backup Generator | 0 | City of Palo Alto | Santa Clara | 4.52 | Unit 1, Unit 2, Unit 3, Unit 4 | NG | 2002/03/01 00:00:00+00 | N | West
-122.0095 | 37.5922 | 2093 | S9104 | JATCO | 0 | Not Available | Alameda | 1.1 | 1 | SUN | 2012/01/01 00:00:00+00 | Y | West
-121.9626 | 37.5047 | 2094 | S9121 | Alameda Water District | 0 | Not Available | Alameda | 1.3 | 1 | SUN | 2012/01/01 00:00:00+00 | Y | West
-122.1034 | 37.4498 | 2095 | E0146 | Byxbee Park Sanitary Landill - Retired December 2004 | 1 | WPI Packaging & Maintenance Co | Santa Clara | 2 | GEN1, GEN2 | OGW | 1990/01/01 00:00:00+00 | Y | West
-121.9358 | 37.4551 | 2096 | E0179 | Newby Island I | 1 | OPAL Fuels | Santa Clara | 2 | Unit 1, Unit 2, Unit 3, Unit 4 | LFG | 1984/09/01 00:00:00+00 | Y | West
-121.9324 | 37.4548 | 2097 | E0122 | Newby Island II (Retired 2010) | 1 | OPAL Fuels | Santa Clara | 3.3 | 1, 2, 3 | LFG | 1989/12/01 00:00:00+00 | Y | West
-121.2694 | 37.5393 | 2098 | E0134 | Modesto Energy - Retired Dec 2002 | 1 | Modesto Energy LP | Stanislaus | 14 | MELP | OGW | 1988/04/26 00:00:00+00 | Y | West
-121.3567 | 37.6166 | 2099 | W0395 | Teichert Vernalis | 0 | Foundation Windpower | San Joaquin | 1.5 | WPRS 1 | WND | 1988/01/01 00:00:00+00 | Y | West
-120.9852 | 37.574 | 2100 | G0016 | Almond Power Plant | 0 | Turlock Irrigation District | Stanislaus | 223 | UNIT 1, UNIT 2-1, UNIT 2-2, UNIT 2-3 | NG | 1995/10/01 00:00:00+00 | N | West
-120.8959 | 37.4872 | 2101 | G0900 | Walnut Energy Center | 0 | Turlock Irrigation District | Stanislaus | 300.6 | Unit 1, Unit 2, Unit 3 | NG | 2006/02/28 00:00:00+00 | N | West
-120.8679 | 37.485 | 2102 | E0012 | TID Fuel Cell (Retired 2012) | 1 | Turlock Irrigation District | Stanislaus | 1.2 | FC | OBG | 2009/01/20 00:00:00+00 | Y | West
-120.9047 | 37.4899 | 2103 | G0662 | Walnut | 0 | Turlock Irrigation District | Stanislaus | 48 | 212813, 212814 | NG | 1986/04/01 00:00:00+00 | N | West
-120.7463 | 37.6216 | 2104 | H0234 | Hickman | 0 | Turlock Irrigation District | Stanislaus | 1.1 | 1, 2 | WAT | 1979/09/01 00:00:00+00 | Y | West
-120.4898 | 37.4542 | 2105 | H0300 | Canal Creek (RETA) | 0 | Merced Irrigation District | Merced | 0.9 | 1 | WAT | 1983/08/01 00:00:00+00 | Y | West
-120.4444 | 37.4778 | 2106 | H0325 | Merced ID (Parker) | 0 | Merced Irrigation District | Merced | 2.7 | 1 | WAT | 1982/04/01 00:00:00+00 | Y | West
-120.5947 | 37.6115 | 2107 | H0530 | Turlock Lake | 0 | Turlock Irrigation District | Stanislaus | 3.3 | 1, 2, 3 | WAT | 1980/07/01 00:00:00+00 | Y | West
-120.2728 | 37.5844 | 2108 | H0175 | Exchequer | 0 | Merced Irrigation District | Mariposa | 94.5 | EXC-1 | WAT | 1967/01/01 00:00:00+00 | Y | West
-120.3102 | 37.5221 | 2109 | H0316 | McSwain | 0 | Merced Irrigation District | Mariposa | 9 | MCS-1 | WAT | 1967/07/01 00:00:00+00 | Y | West
-120.3299 | 37.5232 | 2110 | H0324 | Merced Falls | 0 | Merced Irrigation District | Merced | 10 | Unit 598 | WAT | 1930/07/21 00:00:00+00 | Y | West
-118.5569 | 37.438 | 2111 | H0110 | Control Gorge | 0 | Los Angeles Department of Water & Power (LADWP) | Inyo | 38 | Unit 1 | WAT | 1952/04/01 00:00:00+00 | Y | East
-118.5693 | 37.51 | 2112 | H0328 | Middle Gorge | 0 | Los Angeles Department of Water & Power (LADWP) | Inyo | 38 | Unit 1 | WAT | 1952/05/01 00:00:00+00 | Y | East
-118.59 | 37.546 | 2113 | H0536 | Upper Gorge | 0 | Los Angeles Department of Water & Power (LADWP) | Inyo | 36 | Unit 1 | WAT | 1953/06/01 00:00:00+00 | Y | East
-122.3819 | 37.7566 | 2114 | G0462 | Potrero Generating Station - Retired 2/28/2011 | 1 | GenOn Holdings Inc. | San Francisco | 363 | POT3, POT4, POT5, POT6 | DFO | 1965/01/01 00:00:00+00 | N | West
-122.4835 | 37.7509 | 2115 | S0123 | Sunset Reservoir North Basin Solar | 0 | Duke Energy Renewables | San Francisco | 4.5 | 1 | SUN | 2010/11/01 00:00:00+00 | Y | West
-122.3963 | 37.7912 | 2116 | S9064 | Fremont Group 50 Beale/DG Cogen Partners LLC | 0 | Not Available | San Francisco | 1 | 1 | SUN | 2012/01/01 00:00:00+00 | Y | West
-122.4008 | 37.7893 | 2117 | S9068 | Market & Second Inc/Real Energy | 0 | Not Available | San Francisco | 1 | 1 | SUN | 2012/01/01 00:00:00+00 | Y | West
-122.3966 | 37.7914 | 2118 | S9113 | Fremont Group Inc. 50 Beale/DG Cogen Partners LLC | 0 | Not Available | San Francisco | 1.2 | 1 | SUN | 2012/01/01 00:00:00+00 | Y | West
-122.477 | 37.7275 | 2119 | S9119 | San Francisco State University | 0 | Not Available | San Francisco | 1.2 | 1 | SUN | 2012/01/01 00:00:00+00 | Y | West
-122.3943 | 37.7972 | 2120 | S9131 | Equity Office Property | 0 | Not Available | San Francisco | 1.5 | 1 | SUN | 2012/01/01 00:00:00+00 | Y | West
-122.4505 | 37.7766 | 2121 | S9138 | University of San Francisco | 0 | Not Available | San Francisco | 2 | 1 | SUN | 2012/01/01 00:00:00+00 | Y | West
-122.3918 | 37.7418 | 2122 | S9140 | Southeast Wastwater Treatment Plant/CCSF | 0 | Not Available | San Francisco | 2 | 1 | SUN | 2012/01/01 00:00:00+00 | Y | West
-122.3929 | 37.7395 | 2123 | E0110 | Southeast Digester Gas Cogen Plant | 0 | SF Public Utilities Commission | San Francisco | 2.1 | 1 | OBG | 2002/07/01 00:00:00+00 | Y | West
-122.476 | 37.7235 | 2124 | G0127 | SF Fuel Cell Station | 0 | Pacific Gas & Electric (PG&E) | San Francisco | 1.6 | 1 | NG | 2011/09/01 00:00:00+00 | N | West
-122.3758 | 37.7373 | 2125 | G0272 | Hunters Point (Closed May 2006) | 1 | Pacific Gas & Electric (PG&E) | San Francisco | 222 | Unit 144, Unit 321 | NG | 1948/12/12 00:00:00+00 | N | West
-122.4517 | 37.7766 | 2126 | G0641 | Univ of San Francisco Cogen | 0 | University of San Francisco | San Francisco | 1.5 | S-17 | NG | 1987/09/01 00:00:00+00 | N | West
-122.1337 | 37.6347 | 2127 | G0935 | Russell City Energy Center | 0 | Russell City Energy Company, LLC | Alameda | 640 | CTG1, CTG2, ST1 | NG | 2013/08/08 00:00:00+00 | N | West
-122.3005 | 37.8045 | 2128 | S9030 | Port of Oakland | 0 | Not Available | Alameda | 1 | 1 | SUN | 2012/01/01 00:00:00+00 | Y | West
-122.1611 | 37.7909 | 2129 | S9043 | Peralta Community College Dist | 0 | Not Available | Alameda | 1 | 1 | SUN | 2012/01/01 00:00:00+00 | Y | West
-122.1504 | 37.712 | 2130 | S9066 | Ghiradelli Chocolate | 0 | Not Available | Alameda | 1 | 1 | SUN | 2012/01/01 00:00:00+00 | Y | West
-122.1531 | 37.665 | 2131 | S9133 | Oro Loma Sanitary District | 0 | Not Available | Alameda | 1.5 | 1 | SUN | 2012/01/01 00:00:00+00 | Y | West
-122.2893 | 37.7887 | 2132 | G0379 | Alameda | 0 | Northern California Power Agency | Alameda | 49.9 | 1, 2 | NG | 1986/05/01 00:00:00+00 | N | West
-122.2819 | 37.7964 | 2133 | G0406 | Oakland Power Plant | 0 | Duke Energy Oakland LLC | Alameda | 223.5 | 1, 2, 3 | JF | 1978/01/01 00:00:00+00 | N | West
-122.0595 | 37.6585 | 2134 | G1028 | CSU East Bay Fuel Cell | 0 | Pacific Gas & Electric (PG&E) | Alameda | 1.4 | 1 | NG | 2011/09/23 00:00:00+00 | N | West
-121.9648 | 37.7681 | 2135 | S9025 | AT&T Services Inc. | 0 | Not Available | Contra Costa | 1 | 1 | SUN | 2012/01/01 00:00:00+00 | Y | West
-121.9646 | 37.7659 | 2136 | S9073 | AT&T San Ramon (PV)/AT&T Services Inc | 0 | Not Available | Contra Costa | 1 | 1 | SUN | 2012/01/01 00:00:00+00 | Y | West
-121.7986 | 37.713 | 2137 | S9039 | Community College District Chabot Las Positas | 0 | Not Available | Alameda | 1 | 1 | SUN | 2012/01/01 00:00:00+00 | Y | West
-121.8898 | 37.7128 | 2138 | S9083 | Carl Zeiss Meditec Inc. | 0 | Not Available | Alameda | 1 | 1 | SUN | 2012/01/01 00:00:00+00 | Y | West
-121.9271 | 37.7063 | 2139 | S9123 | Chabot - Las Positas Community College | 0 | Not Available | Alameda | 1.3 | 1 | SUN | 2012/01/01 00:00:00+00 | Y | West
-121.7949 | 37.7122 | 2140 | S9146 | Chabot Las Positas Community College District | 0 | Not Available | Alameda | 2.3 | 1 | SUN | 2012/01/01 00:00:00+00 | Y | West
-121.8882 | 37.7174 | 2141 | F0002 | Santa Rita Jail Fuel Cell | 0 | Fuel Cell Energy | Alameda | 1.4 | MB18 | NG | 2016/12/16 00:00:00+00 | N | West
-121.6019 | 37.7888 | 2142 | G1015 | Mariposa Energy LLC | 0 | Mariposa Energy LLC | Alameda | 200 | Mariposa 1, Mariposa 2, Mariposa 3, Mariposa 4 | NG | 2012/10/01 00:00:00+00 | N | West
-121.7155 | 37.7061 | 2143 | S0220 | RE Mohican | 0 | Kaiser Permanente | Alameda | 1 | 1 | SUN | 2010/09/01 00:00:00+00 | Y | West
-121.7174 | 37.6915 | 2144 | S0619 | Whitehorn Solar LLC | 0 | PSEG Solar Source LLC | Alameda | 3.3 | Unit 1 | SUN | 2016/02/18 00:00:00+00 | Y | West
-121.7166 | 37.7079 | 2145 | S9049 | Health Plan Inc. Kaiser Foundation | 0 | Not Available | Alameda | 1 | 1 | SUN | 2012/01/01 00:00:00+00 | Y | West
-121.7288 | 37.7546 | 2146 | E0071 | Ameresco Vasco Road LLC | 0 | Ameresco Inc | Alameda | 4.34 | Unit 1, Unit 2 | LFG | 2014/02/22 00:00:00+00 | Y | West
-121.6499 | 37.7493 | 2147 | E0106 | Altamont Gas Recovery | 0 | Bio Energy Partners/WM Renewable Energy | Alameda | 9.6 | 1, 2, 3, 4 | LFG | 1989/03/01 00:00:00+00 | Y | West
-121.6005 | 37.7914 | 2148 | G0184 | Byron Power Partners LP - Retired December 2010 | 1 | Ridgewood Power Management LLC | Alameda | 1.3 | Unit 1-5 | NG | 1990/05/01 00:00:00+00 | N | West
-121.6494 | 37.728 | 2149 | W0333 | ALTAMONT- 01W035 - Retired 10/31/2015 | 1 | See WPRS for details | Alameda | 72 | WPRS 1 | WND | 1988/01/01 00:00:00+00 | Y | West
-121.7231 | 37.7888 | 2150 | W0394 | Vasco Wind Energy Center | 0 | NextEra Energy Resources LLC | Alameda | 78.2 | WPRS 1 | WND | 1988/01/01 00:00:00+00 | Y | West
-121.6173 | 37.7618 | 2151 | W0423 | Diablo Wind LLC | 0 | NextEra Energy Resources LLC | Alameda | 17.98 | WPRS 1 | WND | 2012/12/07 00:00:00+00 | Y | West
-121.6584 | 37.8087 | 2152 | W0426 | Buena Vista Energy LLC | 0 | See WPRS for details | Contra Costa | 38 | WPRS 1 | WND | 2005/05/01 00:00:00+00 | Y | West
-121.6405 | 37.7079 | 2153 | W0298 | Seawest Industries Inc San Jacinto - Retired 11/1/2015 | 1 | Seawest Energy Group | Riverside | 17 | WPRS 1 | WND | 1983/01/01 00:00:00+00 | Y | West
-121.6564 | 37.7415 | 2154 | W0322 | Altamont Pass Windplant -Retired 11/1/2015 | 1 | See WPRS for details | Alameda | 110 | WPRS 1 | WND | 1988/01/01 00:00:00+00 | Y | West
-121.6459 | 37.7398 | 2155 | W0331 | Santa Clara 85C - Decommissioned 7/1/2016 | 1 | Not Available | Alameda | 16.02 | WPRS 1 | WND | 1985/12/30 00:00:00+00 | Y | West
-121.653 | 37.7323 | 2156 | W0336 | Altamont Infrastructure Company - 01W144 - Retired 11/1/2015 | 1 | Green Ridge Service LLC | Alameda | 367.03 | WPRS 1 | WND | 1988/01/01 00:00:00+00 | Y | West
-121.6555 | 37.7436 | 2157 | W0337 | ALTAMONT - 01W146A - Retired 10/31/2015 | 1 | See WPRS for details | Alameda | 43.1 | WPRS 1 | WND | 1988/01/01 00:00:00+00 | Y | West
-121.6864 | 37.7569 | 2158 | W0340 | ALTAMONT - 01W146D - Retired 11/1/2015 | 1 | See WPRS for details | Alameda | 15 | WPRS 1 | WND | 1986/01/01 00:00:00+00 | Y | West
-121.579 | 37.7673 | 2159 | W0346 | Altamont Midway Ltd - Retired 4/1/2015 | 1 | See WPRS for details | Alameda | 56.2 | WPRS 1 | WND | 1985/04/16 00:00:00+00 | Y | West
-121.6916 | 37.7391 | 2160 | W0347 | ALTAMONT - 16W011 - Retired 10/31/2015 | 1 | See WPRS for details | Alameda | 23.8 | WPRS 1 | WND | 1987/01/01 00:00:00+00 | Y | West
-121.6908 | 37.781 | 2161 | W0348 | Flowind 3-4 - Retired 10/31/2015 | 1 | Green Ridge Service LLC | Alameda | 18.96 | WPRS 1 | WND | 1985/01/01 00:00:00+00 | Y | West
-121.601 | 37.7094 | 2162 | W0352 | Patterson Pass -Retired 11/1/2014 | 1 | See WPRS for details | Alameda | 21.84 | WPRS 1 | WND | 1985/04/02 00:00:00+00 | Y | West
-121.611 | 37.7519 | 2163 | W0353 | Dyer Road - Retired 4/1/2015 | 1 | See WPRS for details | Alameda | 16.9 | WPRS 1 | WND | 1989/12/31 00:00:00+00 | Y | West
-121.6526 | 37.7368 | 2164 | W0375 | Difwind VII - Retired 11/1/2015 | 1 | See WPRS for details | Alameda | 24 | WPRS 1 | WND | 1987/01/01 00:00:00+00 | Y | West
-121.6438 | 37.7394 | 2165 | W0377 | DifWind IX - Retired 11/1/2015 | 1 | See WPRS for details | Alameda | 18 | WPRS 1 | WND | 2011/01/01 00:00:00+00 | Y | West
-121.6555 | 37.7336 | 2166 | W0446 | Windpower Partners 1992 L.P - Retired 11/1/2015 | 1 | See WPRS for details | Alameda | 30 | WPRS 1 | WND | 1988/01/01 00:00:00+00 | Y | West
-121.6153 | 37.7724 | 2167 | W0461 | Golden Hills | 0 | See WPRS for details | Alameda | 85.92 | WPRS 1 | WND | 2015/12/01 00:00:00+00 | Y | West
-121.6318 | 37.7673 | 2168 | W0468 | Golden Hills North | 0 | See WPRS for details | Alameda | 46 | WPRS 1 | WND | 2017/11/08 00:00:00+00 | Y | West
-121.7071 | 37.7788 | 2169 | W0453 | Windpower Partners 1991 L.P. - Retired 11/1/2015 | 1 | See WPRS for details | Alameda | 16.3 | WPRS 1 | WND | 1989/12/31 00:00:00+00 | Y | West
-121.6716 | 37.7394 | 2170 | W0482 | Altamont Winds LLC | 0 | Greenbacker Renewable Energy Company LLC | Alameda | 57.5 | WPRS 1 | WND | 2021/07/02 00:00:00+00 | Y | West
-121.4883 | 37.7201 | 2171 | E0096 | Tracy Biomass Plant (retired 6/1/2019) | 1 | Thermal Energy Dev Partner LP | San Joaquin | 23 | GEN 1 | WDS | 1990/04/26 00:00:00+00 | Y | West
-121.4913 | 37.7108 | 2172 | G0838 | Tracy Peaker Plant (reconfigured from Peaker to CC 2012) | 0 | MRP San Joaquin Energy, LLC | San Joaquin | 499 | TCC 1, TPP 1, TPP 1CT, TPP 2, TPP 2CT | NG | 2012/08/01 00:00:00+00 | N | West
-121.5217 | 37.7137 | 2173 | W0396 | Safeway Tracy | 0 | Foundation Windpower | San Joaquin | 2 | WPRS 1 | WND | 2010/10/01 00:00:00+00 | Y | West
-121.2904 | 37.8068 | 2174 | G0529 | San Joaquin Cogen - Retired 6/27/2017 | 1 | Heorot Power Management | San Joaquin | 48 | LM5000 | NG | 1990/01/01 00:00:00+00 | N | West
-121.2775 | 37.8068 | 2175 | G0128 | Lathrop Plant | 0 | JR Simplot Company | San Joaquin | 4 | 1 | NG | 1995/09/30 00:00:00+00 | N | West
-120.991 | 37.7363 | 2176 | S0180 | McHenry Solar Plant | 0 | AxInfra US LP | Stanislaus | 25.5 | 1 | SUN | 2012/07/20 00:00:00+00 | Y | West
-121.1253 | 37.7313 | 2177 | G0204 | MID Ripon | 0 | Modesto Irrigation District | San Joaquin | 100 | Ripon 1, Ripon 2 | NG | 2006/06/21 00:00:00+00 | N | West
-121.1159 | 37.7314 | 2178 | G0564 | Ripon Cogeneration Facility | 0 | Ripon Cogeneration LLC | San Joaquin | 49.9 | UNIT 1 | NG | 1988/04/01 00:00:00+00 | N | West
-121.0196 | 37.6526 | 2179 | G0679 | Woodland Generation Station | 0 | Modesto Irrigation District | Stanislaus | 185 | Woodland 1, Woodland 2-12, Woodland 3a-f | NG | 1993/12/01 00:00:00+00 | N | West
-120.9314 | 37.629 | 2180 | G0336 | McClure | 0 | Modesto Irrigation District | Stanislaus | 112 | 1, 2 | DFO, NG | 1980/07/01 00:00:00+00 | N | West
-120.8439 | 37.7507 | 2181 | G0254 | Hershey Chocolate Confectionery Oakdale Plant -Shutdown 2011 | 1 | Hershey Chocolate & Confectionary Corp | Stanislaus | 6.2 | Unit 1 | NG | 1987/04/01 00:00:00+00 | N | West
-120.7191 | 37.6434 | 2182 | H0599 | Stone Drop | 0 | Modesto Irrigation District | Stanislaus | 0.6 | 1 | WAT | 1984/04/01 00:00:00+00 | Y | West
-120.4201 | 37.696 | 2183 | H0144 | Don Pedro | 0 | Turlock Irrigation District | Tuolumne | 170.9 | 6710281, 6710282, 6710283, 8513242 | WAT | 1971/05/01 00:00:00+00 | Y | West
-120.4438 | 37.6697 | 2184 | H0276 | La Grange | 0 | Turlock Irrigation District | Stanislaus | 8.4 | 1, 117954, 2, 342321 | WAT | 1989/11/01 00:00:00+00 | Y | West
-120.4707 | 37.6509 | 2185 | H0535 | Upper Dawson | 0 | Turlock Irrigation District | Stanislaus | 6 | 1 | WAT | 1983/11/01 00:00:00+00 | Y | West
-120.2993 | 37.8093 | 2186 | H0601 | Moccasin | 0 | SF Public Utilities Commission | Tuolumne | 100 | UNIT 1, UNIT 2 | WAT | 1969/08/01 00:00:00+00 | Y | West
-119.1233 | 37.767 | 2187 | H0426 | Rush Creek | 0 | Southern California Edison (SCE) | Mono | 8.4 | 1, 2 | WAT | 1916/10/01 00:00:00+00 | Y | East
-118.9434 | 37.6402 | 2188 | S9201 | Garces (Oswell A) | 0 | Not Available | Kern | 1.5 | Unit 1 | SUN | 2015/12/31 00:00:00+00 | Y | East
-118.9141 | 37.645 | 2189 | T0035 | Mammoth Pacific I | 0 | Mammoth Pacific LP | Mono | 10 | U100, U200 | GEO | 1984/11/01 00:00:00+00 | Y | East
-118.9091 | 37.6462 | 2190 | T0036 | Mammoth Pacific II | 0 | Mammoth Pacific LP | Mono | 15 | T101, T102, T103 | GEO | 1990/12/01 00:00:00+00 | Y | East
-118.9094 | 37.6456 | 2191 | T0038 | Ples I | 0 | Mammoth Pacific LP | Mono | 15 | T101, T102, T103 | GEO | 1990/12/01 00:00:00+00 | Y | East
-122.3779 | 37.9456 | 2192 | S0665 | MCE Richmond Solar PV Project | 0 | S-Power (Sustainable Power Group) | Contra Costa | 10.5 | Unit 1 | SUN | 2017/12/22 00:00:00+00 | Y | West
-122.3853 | 37.9312 | 2193 | S9065 | General Chemical Corp/Chevron Energy Solutions | 0 | Not Available | Contra Costa | 1 | 1 | SUN | 2012/01/01 00:00:00+00 | Y | West
-122.3796 | 37.967 | 2194 | S9093 | Wastewater District West County | 0 | Not Available | Contra Costa | 1 | 1 | SUN | 2012/01/01 00:00:00+00 | Y | West
-122.4915 | 37.9554 | 2195 | S9130 | Central Marin Sanitation Agency | 0 | Not Available | Marin | 1.5 | 1 | SUN | 2012/01/01 00:00:00+00 | Y | West
-122.3765 | 37.9684 | 2196 | E0137 | Nove Power Plant | 0 | West Contra Costa Energy Recovery Inc | Contra Costa | 3 | GEN1, GEN2, GEN3 | LFG | 1987/05/01 00:00:00+00 | Y | West
-122.3909 | 37.9418 | 2197 | G0104 | Chevron Richmond Refinery Cogeneration | 0 | Chevron Products Co - NorCal | Contra Costa | 204.53 | Cogen1, Cogen2, FCC, PP1, PP2, PP3, PP4, STG-3640, TG-800 | NG | 1992/08/01 00:00:00+00 | N | West
-122.1231 | 37.8944 | 2198 | S0662 | BART Lafayette | 0 | Tesla Inc. | Contra Costa | 1.01 | Unit 1 | SUN | 2018/09/12 00:00:00+00 | Y | West
-122.2955 | 37.826 | 2199 | E0036 | EBMUD Wastewater Treatment Plant Power Generation Station | 0 | East Bay Municipal Utility District (EBMUD) | Alameda | 6.45 | GEN 1, GEN 2, GEN 3 | OBG | 1985/08/01 00:00:00+00 | Y | West
-122.2964 | 37.8261 | 2200 | E0242 | EBMUD Wastewater Treatment Plant Digester Gas Turbine | 0 | East Bay Municipal Utility District (EBMUD) | Alameda | 4.6 | 1 | OBG | 2011/11/01 00:00:00+00 | Y | West
-122.2634 | 37.8702 | 2201 | G0405 | PE Berkeley Inc | 0 | PE-Berkeley Inc c/o Olympus Power LLC | Alameda | 26.35 | GEN1, GEN2 | NG | 1987/06/01 00:00:00+00 | N | West
-122.0737 | 37.9665 | 2202 | S9016 | College District Contra Costa Community 1 | 0 | Not Available | Contra Costa | 1 | 1 | SUN | 2012/01/01 00:00:00+00 | Y | West
-122.0701 | 37.9673 | 2203 | S9117 | Contra Costa Community College - DVC | 0 | Not Available | Contra Costa | 1.2 | 1 | SUN | 2012/01/01 00:00:00+00 | Y | West
-122.0605 | 37.9044 | 2204 | S9142 | AT&T Services Inc. | 0 | Not Available | Contra Costa | 2.1 | 1 | SUN | 2012/01/01 00:00:00+00 | Y | West
-122.0597 | 37.9725 | 2205 | G0101 | Chevron Concord Cogeneration (Retired 7/27/2010) | 1 | Chevron Business and Real Estate Services | Contra Costa | 3.1 | 1 | NG | 1988/06/01 00:00:00+00 | N | West
-121.7484 | 38.0023 | 2206 | S9170 | Oakley Solar Project | 0 | Not Available | Contra Costa | 1.5 | Unit 1 | SUN | 2013/08/01 00:00:00+00 | Y | West
-121.2621 | 37.9107 | 2207 | G0751 | Ingredion Stockton Plant (Retired 12/31/2018) | 1 | Corn Products International Inc | San Joaquin | 10 | GEN1, GEN2 | NG | 1984/03/01 00:00:00+00 | N | West
-121.2151 | 37.8402 | 2208 | S0644 | Manteca Land 1 | 0 | Not Available | San Joaquin | 1 | Unit 1 | SUN | 2017/12/28 00:00:00+00 | Y | West
-121.2735 | 37.8247 | 2209 | S9062 | California Natural Products | 0 | Not Available | San Joaquin | 1 | 1 | SUN | 2012/01/01 00:00:00+00 | Y | West
-121.3263 | 37.9349 | 2210 | S9150 | Stockton Delta Water Supply Project | 0 | Not Available | San Joaquin | 3 | 1 | SUN | 2012/01/01 00:00:00+00 | Y | West
-121.3306 | 37.9434 | 2211 | E0213 | DTE Stockton (POSDEF Repower C0004) | 0 | DTE Stockton LLC | San Joaquin | 50.6 | GEN 1 | WDS | 2014/02/12 00:00:00+00 | Y | West
-121.3283 | 37.9415 | 2212 | C0004 | Port of Stockton District Energy Facility - Retired Jan 2011 | 1 | DTE Stockton LLC | San Joaquin | 49.9 | GEN 1 | BIT | 1989/12/01 00:00:00+00 | N | West
-121.2606 | 37.9128 | 2213 | C0021 | Stockton CoGen (Retired 3/31/2012 - Repowered E0002) | 1 | Air Products and Chemicals Inc | San Joaquin | 55.1 | GEN1 | BIT | 1988/03/01 00:00:00+00 | N | West
-121.2565 | 37.9498 | 2214 | E0032 | Diamond Walnut - Retired December 2005 | 1 | Diamond Walnut Growers Inc | San Joaquin | 4.5 | DWG 1 | AB | 1981/04/01 00:00:00+00 | Y | West
-121.1852 | 37.8833 | 2215 | E0252 | Ameresco Forward LLC | 0 | Ameresco Inc | San Joaquin | 4.34 | Unit 1, Unit 2 | LFG | 2014/02/22 00:00:00+00 | Y | West
-121.0901 | 37.9266 | 2216 | S9289 | Foothill Farmington 2MW PV Project (2) (2012 PV RFO - 1) | 0 | Not Available | San Joaquin | 2 | 1 | SUN | 2014/12/31 00:00:00+00 | Y | West
-120.8069 | 37.8304 | 2217 | H0488 | Frankenheimer | 0 | South San Joaquin Irr District | Stanislaus | 5.04 | Unit 1 | WAT | 1983/05/03 00:00:00+00 | Y | West
-120.8792 | 37.8607 | 2218 | H0489 | Woodward | 0 | South San Joaquin Irr District | Stanislaus | 2.85 | Unit 1 | WAT | 1982/04/12 00:00:00+00 | Y | West
-120.8949 | 37.858 | 2219 | S0120 | Robert O. Schulz Solar Farm #1 and #2 | 0 | South San Joaquin Irr District | Stanislaus | 1.37 | 1, 2 | SUN | 2009/05/01 00:00:00+00 | Y | West
-120.8953 | 37.8592 | 2220 | S9122 | Irrigation District South San Joaquin | 0 | Not Available | Stanislaus | 1.3 | 1 | SUN | 2012/01/01 00:00:00+00 | Y | West
-120.5301 | 37.9464 | 2221 | H0353 | New Melones | 0 | United States Bureau of Reclamation | Tuolumne | 300 | UNIT 1, UNIT 2 | WAT | 1979/06/01 00:00:00+00 | Y | West
-120.6049 | 37.8761 | 2222 | H0527 | Tulloch | 0 | Tri-Dam Project & Tri-Dam Power Authority | Tuolumne | 30.6 | 1, 2, 3 | WAT | 1957/07/01 00:00:00+00 | Y | West
-120.5264 | 37.8908 | 2223 | S9175 | Fresh Air Energy IV - Sonora 1 | 0 | QE - Foresight Group US | Tuolumne | 1.5 | Unit 1 | SUN | 2013/12/01 00:00:00+00 | Y | West
-120.4773 | 37.8746 | 2224 | E0100 | Pacific Ultrapower Chinese | 0 | IHI Power Services Corp (Pacific Ultrapower Chinese Station) | Tuolumne | 25 | 1 | WDS | 1985/06/01 00:00:00+00 | Y | West
-120.3121 | 37.8164 | 2225 | H0336 | Moccasin Low Head | 0 | SF Public Utilities Commission | Tuolumne | 2.9 | UNIT 1 | WAT | 1987/07/01 00:00:00+00 | Y | West
-120.3176 | 37.9665 | 2226 | E0038 | SPI - Sonora - Restarted 1/1/2012 (Shut Down 9/28/2009) | 0 | Sierra Pacific Industries Inc | Tuolumne | 25.9 | 1, GEN1, GEN2 | WDS | 2001/02/01 00:00:00+00 | Y | West
-119.9685 | 37.8966 | 2227 | H0141 | Dion R Holm | 0 | SF Public Utilities Commission | Tuolumne | 165 | UNIT 1, UNIT 2 | WAT | 1960/08/01 00:00:00+00 | Y | West
-119.9532 | 37.8777 | 2228 | H0274 | Kirkwood (RPS Certified) | 0 | SF Public Utilities Commission | Tuolumne | 118.22 | UNIT 1, UNIT 2, UNIT 3 | WAT | 1967/02/01 00:00:00+00 | Y | West
-119.216 | 37.9441 | 2229 | H0398 | Poole | 0 | Southern California Edison (SCE) | Mono | 10 | UNIT 1 | WAT | 1924/06/01 00:00:00+00 | Y | East
-122.5652 | 38.1255 | 2230 | S0528 | Cottonwood Carport Solar | 0 | Onward Energy | Marin | 1 | Unit 1 | SUN | 2016/05/16 00:00:00+00 | Y | West
-122.5643 | 38.1608 | 2231 | E0304 | Redwood Renewable Energy Facility | 0 | WM Renewable Energy | Marin | 3.92 | Unit 1, Unit 2 | LFG | 2017/05/27 00:00:00+00 | Y | West
-122.1384 | 38.0719 | 2232 | G0902 | Valero Cogeneration Unit #1 | 0 | Valero Refining Company - California | Solano | 47.7 | GTG 4901 | NG | 2002/10/16 00:00:00+00 | N | West
-122.2325 | 38.1406 | 2233 | S0695 | SFDK Solar | 0 | S-Power (Sustainable Power Group) | Solano | 6.33 | Unit 1 | SUN | 2019/12/27 00:00:00+00 | Y | West
-122.2487 | 38.1259 | 2234 | S9037 | Health Plan Inc. Kaiser Foundation | 0 | Not Available | Solano | 1 | 1 | SUN | 2012/01/01 00:00:00+00 | Y | West
-122.2513 | 38.0961 | 2235 | S9115 | Vallejo Sanitation and Flood Control District | 0 | Not Available | Solano | 1.2 | 1 | SUN | 2012/01/01 00:00:00+00 | Y | West
-122.2805 | 38.1808 | 2236 | E0118 | American Canyon Power Plant (Retired 2013) | 1 | OPAL Fuels | Napa | 1.8 | Unit 1, Unit 2 | LFG | 1985/12/01 00:00:00+00 | Y | West
-122.2156 | 38.0571 | 2237 | G0161 | Crockett Cogeneration Project | 0 | Crockett Cogeneration LP | Contra Costa | 247.4 | GE1 | NG | 1995/12/01 00:00:00+00 | N | West
-122.219 | 38.0573 | 2238 | G0509 | C&H Sugar Plant | 0 | C&H Sugar Company | Contra Costa | 11.5 | 2, 3, 4 | NG | 1958/01/01 00:00:00+00 | N | West
-122.2363 | 38.0195 | 2239 | G0630 | Phillips 66 - Carbon Plant | 0 | ConocoPhillips Company San Francisco Refinery | Contra Costa | 27.3 | 1 | NG | 1983/02/01 00:00:00+00 | N | West
-122.255 | 38.0437 | 2240 | G0632 | Phillips 66 - San Francisco Refinery | 0 | ConocoPhillips | Contra Costa | 51 | 2024-01-03 | NG | 1987/05/01 00:00:00+00 | N | West
-121.9344 | 38.004 | 2241 | E0217 | Ameresco Keller Canyon | 0 | Ameresco Inc | Contra Costa | 3.84 | Unit 1, Unit 2 | LFG | 2009/09/01 00:00:00+00 | Y | West
-121.9872 | 38.0435 | 2242 | C0012 | Nichols Road Power Plant - Retired April 2012 | 1 | GWF Power Systems LP | Contra Costa | 19 | GEN 1 | PC | 1990/03/01 00:00:00+00 | N | West
-122.1151 | 38.0337 | 2243 | G0494 | Rhodia - Martinez | 0 | Eco Services Operations Corp | Contra Costa | 4 | Unit 1 | WH | 1978/01/01 00:00:00+00 | Y | West
-122.0622 | 38.024 | 2244 | G0613 | Martinez Cogen Limited | 0 | Foster Wheeler Martinez Inc / Martinez Cogen Limited Partnership | Contra Costa | 127.46 | TG-101-T1, TG-102-T2, TG-103 | NG | 1987/02/01 00:00:00+00 | N | West
-122.112 | 38.0153 | 2245 | G0755 | Martinez Refinery | 0 | Shell Oil Products US - Equilon Enterprises LLC - Martinez Refinery | Contra Costa | 220 | GTG1, GTG2, STG1, TG-101-T1, TG-102-T2, TG-103 | NG | 1996/01/01 00:00:00+00 | N | West
-121.7902 | 38.0146 | 2246 | G0914 | Riverview Peaker | 0 | Gilroy Energy Center, LLC | Contra Costa | 47.3 | RP1JT1 | NG | 2003/05/01 00:00:00+00 | N | West
-121.7582 | 38.0169 | 2247 | G0950 | Gateway Generating Station | 0 | Pacific Gas & Electric (PG&E) | Contra Costa | 613.1 | 165, 334, 335 | NG | 2009/01/04 00:00:00+00 | N | West
-121.7651 | 38.0168 | 2248 | G1011 | Marsh Landing Generating Station | 0 | NRG Marsh Landing LLC | Contra Costa | 828 | MLGS-1, MLGS-2, MLGS-3, MLGS-4 | NG | 2013/05/01 00:00:00+00 | N | West
-121.8941 | 38.0396 | 2249 | G0450 | Pittsburg Generating Station (Retired 12/31/2016) | 1 | NRG Delta LLC | Contra Costa | 2022 | PPP1, PPP2, PPP3, PPP4, PPP5, PPP6, PPP7 | NG | 1954/01/01 00:00:00+00 | N | West
-121.8638 | 38.0195 | 2250 | S0343 | Columbia Solar Energy LLC | 0 | PSEG Solar Source LLC | Contra Costa | 19 | Unit 1 | SUN | 2015/08/01 00:00:00+00 | Y | West
-121.8595 | 38.0045 | 2251 | S9017 | College District Contra Costa Community 2 | 0 | Not Available | Contra Costa | 1 | 1 | SUN | 2012/01/01 00:00:00+00 | Y | West
-121.8624 | 38.0043 | 2252 | S9118 | Contra Costa Community College - Los Medanos | 0 | Not Available | Contra Costa | 1.2 | 1 | SUN | 2012/01/01 00:00:00+00 | Y | West
-121.8701 | 38.0308 | 2253 | C0008 | East Third Street Power Plant - Retired April 2012 | 1 | GWF Power Systems LP | Contra Costa | 19 | GEN 1 | PC | 1990/12/01 00:00:00+00 | N | West
-121.8602 | 38.016 | 2254 | C0009 | Loveridge Road Power Plant - Retired April 2012 | 1 | GWF Power Systems LP | Contra Costa | 19 | GEN 1 | PC | 1989/12/01 00:00:00+00 | N | West
-121.7559 | 38.0107 | 2255 | C0010 | Wilbur East Power Plant - Retired April 2012 | 1 | GWF Power Systems LP | Contra Costa | 19 | GEN 1 | PC | 1989/10/01 00:00:00+00 | N | West
-121.7807 | 38.0117 | 2256 | C0011 | Wilbur West Power Plant - Retired April 2012 | 1 | GWF Power Systems LP | Contra Costa | 19 | GEN 1 | PC | 1990/08/01 00:00:00+00 | N | West
-121.7602 | 38.0185 | 2257 | G0147 | Contra Costa Power Plant - Retired May 2013 | 1 | GenOn Holdings Inc. | Contra Costa | 680 | CCPP6, CCPP7 | NG | 1964/01/01 00:00:00+00 | N | West
-121.8515 | 38.024 | 2258 | G0177 | Pittsburg (Closed April 1 2010) | 1 | Dow Chemical Company | Contra Costa | 65.7 | PT1JT1, PT1JT2, PT1JT3 | NG | 1965/01/01 00:00:00+00 | N | West
-121.7764 | 38.0139 | 2259 | G0224 | Gaylord Container Corp Antioch - Retired November 2002 | 1 | Gaylord Container Corp | Contra Costa | 56 | Gen 1, Gen 2 | NG | 1982/01/01 00:00:00+00 | N | West
-121.8727 | 38.0299 | 2260 | G0780 | Los Medanos Energy Center | 0 | Los Medanos Energy Center, LLC | Contra Costa | 594 | LM1CT1, LM1CT2, LM1ST1 | NG | 2001/07/01 00:00:00+00 | N | West
-121.8448 | 38.0173 | 2261 | G0783 | Delta Energy Center | 0 | Delta Energy Center, LLC | Contra Costa | 860.2 | DE1CT1, DE1CT2, DE1CT3, DE1ST1 | NG | 2002/05/01 00:00:00+00 | N | West
-121.8108 | 38.1404 | 2262 | W0355 | High Winds | 0 | Seawest Energy Group | Solano | 162 | WPRS 1 | WND | 2003/12/23 00:00:00+00 | Y | West
-121.7672 | 38.1265 | 2263 | W0356 | Solano Wind 3 (SMUD Solano Phase 1) | 0 | Seawest Energy Group | Solano | 127.8 | WPRS 1 | WND | 2012/04/18 00:00:00+00 | Y | West
-121.7607 | 38.1103 | 2264 | W0357 | Solano Wind 1,2 (SMUD Solano Phase 2) | 0 | FPL Energy Operating Services Inc | Solano | 102.18 | WPRS 1 | WND | 1994/01/01 00:00:00+00 | Y | West
-121.8564 | 38.1161 | 2265 | W0358 | Shiloh I Wind (Victory Garden Prtnr PHIV) | 0 | FPL Energy Operating Services Inc | Solano | 150 | WPRS 1 | WND | 2006/03/30 00:00:00+00 | Y | West
-121.8006 | 38.1663 | 2266 | W0371 | FPL Energy Montezuma Winds LLC | 0 | NextEra Energy Resources LLC | Solano | 36.8 | WPRS 1 | WND | 2011/01/25 00:00:00+00 | Y | West
-121.835 | 38.1185 | 2267 | W0380 | EDF Renewable Windfarm V Inc (ENXCO V) | 0 | See WPRS for details | Solano | 15.5 | WPRS 1 | WND | 1990/01/01 00:00:00+00 | Y | West
-121.8696 | 38.1789 | 2268 | W0384 | Shiloh Wind Project 2, LLC (Shiloh II & III) | 0 | Shiloh III Wind Project | Solano | 153.75 | WPRS 1 | WND | 1997/01/01 00:00:00+00 | Y | West
-121.813 | 38.1139 | 2269 | W0392 | Montezuma Wind II | 0 | NextEra Energy Resources LLC | Solano | 78.2 | WPRS 1 | WND | 1983/01/01 00:00:00+00 | Y | West
-121.8631 | 38.166 | 2270 | W0421 | Shiloh III Wind Project, LLC | 0 | See WPRS for details | Solano | 102.5 | WPRS 1 | WND | 2012/12/20 00:00:00+00 | Y | West
-121.8406 | 38.1456 | 2271 | W0422 | Shiloh IV Wind Project, LLC | 0 | See WPRS for details | Solano | 102.5 | WPRS 1 | WND | 2011/12/22 00:00:00+00 | Y | West
-121.3874 | 38.0881 | 2272 | G1009 | Lodi Energy Center | 0 | Northern California Power Agency | San Joaquin | 292.23 | 1, 2 | NG | 2012/10/27 00:00:00+00 | N | West
-121.3867 | 38.0882 | 2273 | G0381 | Lodi CC (NCPA STIG) | 0 | Northern California Power Agency | San Joaquin | 50 | 1 | NG | 1996/04/01 00:00:00+00 | N | West
-121.3005 | 38.1466 | 2274 | G0380 | Lodi | 0 | Northern California Power Agency | San Joaquin | 25 | 1 | NG | 1986/02/01 00:00:00+00 | N | West
-121.2993 | 38.1429 | 2275 | G0225 | General Mills Operations Inc Lodi Plant - Retired November 2 | 1 | General Mills Operations Inc | San Joaquin | 3.4 | UNIT 1 | NG | 1984/06/01 00:00:00+00 | N | West
-121.1492 | 38.1356 | 2276 | S0303 | Bear Creek Solar | 0 | Bear Creek Solar LLC | San Joaquin | 1.5 | 1 | SUN | 2014/01/01 00:00:00+00 | Y | West
-121.1493 | 38.1364 | 2277 | S9290 | Ecos Energy LLC_(Bear Creek Solar Project) | 0 | Not Available | San Joaquin | 1.5 | Unit 1 | SUN | 2013/12/31 00:00:00+00 | Y | West
-120.815 | 38.1496 | 2278 | H0073 | Hogan | 0 | Calaveras County Water District | Calaveras | 3 | GEN 1, GEN 2 | WAT | 1989/04/01 00:00:00+00 | Y | West
-120.9298 | 38.0301 | 2279 | E0253 | Ameresco San Joaquin LLC | 0 | Ameresco Inc | San Joaquin | 4.34 | Unit 1, Unit 2 | LFG | 2014/04/24 00:00:00+00 | Y | West
-120.5394 | 38.072 | 2280 | H0008 | Angels | 0 | Utica Power Authority | Calaveras | 1.4 | 5505380 | WAT | 1940/01/01 00:00:00+00 | Y | West
-120.4464 | 38.1471 | 2281 | H0346 | Murphys | 0 | Utica Power Authority | Calaveras | 4.5 | 6920412 | WAT | 1954/01/01 00:00:00+00 | Y | West
-120.5396 | 38.0724 | 2282 | S9137 | Angels PH Utica Power Authority | 0 | Not Available | Calaveras | 1.8 | 1 | SUN | 2012/01/01 00:00:00+00 | Y | West
-120.3798 | 38.1448 | 2283 | H0107 | Collierville | 0 | Northern California Power Agency | Calaveras | 253 | GEN 1, GEN 2 | WAT | 1989/11/01 00:00:00+00 | Y | West
-120.3266 | 38.0321 | 2284 | H0383 | Phoenix | 0 | Pacific Gas & Electric (PG&E) | Tuolumne | 1.6 | 1 | WAT | 1940/02/01 00:00:00+00 | Y | West
-120.3705 | 38.139 | 2285 | H0498 | Stanislaus | 0 | Pacific Gas & Electric (PG&E) | Tuolumne | 91 | Unit 583 | WAT | 1963/03/11 00:00:00+00 | Y | West
-120.1117 | 38.1865 | 2286 | H0495 | Spring Gap | 0 | Pacific Gas & Electric (PG&E) | Tuolumne | 6 | 1 | WAT | 1921/09/01 00:00:00+00 | Y | West
-120.1501 | 38.1861 | 2287 | H0519 | Sand Bar | 0 | Tri-Dam Power Authority | Tuolumne | 16.2 | Unit 1 | WAT | 1986/05/01 00:00:00+00 | Y | West
-119.1723 | 38.0423 | 2288 | H0296 | Lundy | 0 | Southern California Edison (SCE) | Mono | 3 | 1 | WAT | 1911/12/01 00:00:00+00 | Y | East
-123.035 | 38.3191 | 2289 | S9109 | U.S. Coast Guard | 0 | Not Available | Sonoma | 1.1 | 1 | SUN | 2012/01/01 00:00:00+00 | Y | West
-122.7478 | 38.3012 | 2290 | E0195 | Central LF (Sonoma) Phase I | 0 | Sonoma County Department of Transportation and Public Works | Sonoma | 6.4 | P11, P11-14, P12, P13, P14 | LFG | 1993/07/01 00:00:00+00 | Y | West
-122.7479 | 38.3015 | 2291 | E0196 | Central LF (Sonoma) Phase II | 0 | Sonoma County Department of Transportation and Public Works | Sonoma | 6.4 | P21, P21-24, P22, P23, P24 | LFG | 1996/06/01 00:00:00+00 | Y | West
-122.7476 | 38.3015 | 2292 | E0197 | Central LF (Sonoma) Phase III | 0 | Sonoma County Department of Transportation and Public Works | Sonoma | 3.2 | P31, P31-32, P32 | LFG | 2003/01/01 00:00:00+00 | Y | West
-122.769 | 38.3674 | 2293 | G0077 | Laguna Water Reclamation Facility | 0 | City of Santa Rosa Utilities Department | Sonoma | 7.1 | 1, 2, 3, Cogen1, Cogen2, Cogen3, Cogen4 | OBG | 1998/05/01 00:00:00+00 | Y | West
-122.6792 | 38.3232 | 2294 | S9024 | Codding Enterprises | 0 | Not Available | Sonoma | 1 | 1 | SUN | 2012/01/01 00:00:00+00 | Y | West
-122.6814 | 38.3235 | 2295 | S9057 | Codding Enterprises Ltd Partnership | 0 | Not Available | Sonoma | 1 | 1 | SUN | 2012/01/01 00:00:00+00 | Y | West
-122.5783 | 38.2516 | 2296 | S9307 | Petaluma Solar Millennium Fund LLC_(Petaluma Solar #1101) | 0 | Not Available | Sonoma | 1.5 | Unit 1 | SUN | 2013/12/31 00:00:00+00 | Y | West
-122.5783 | 38.2516 | 2297 | S9308 | Petaluma Solar Millennium Fund LLC_(Petaluma Solar #1102) | 0 | Not Available | Sonoma | 1.5 | Unit 1 | SUN | 2013/12/31 00:00:00+00 | Y | West
-122.4579 | 38.2808 | 2298 | S9125 | County of Sonoma | 0 | Not Available | Sonoma | 1.3 | 1 | SUN | 2012/01/01 00:00:00+00 | Y | West
-122.2789 | 38.2726 | 2299 | S9023 | Napa Valley College | 0 | Not Available | Napa | 1 | 1 | SUN | 2012/01/01 00:00:00+00 | Y | West
-122.277 | 38.1909 | 2300 | S9070 | Pokka Bottling | 0 | Not Available | Napa | 1 | 1 | SUN | 2012/01/01 00:00:00+00 | Y | West
-122.1571 | 38.2044 | 2301 | S9132 | Mid Valley Dairy | 0 | Not Available | Solano | 1.5 | 1 | SUN | 2012/01/01 00:00:00+00 | Y | West
-122.2659 | 38.2781 | 2302 | G0282 | Napa State Hospital - Retired December 2013 | 1 | Napa State Hospital | Napa | 1.6 | GT-1, GT-2 | NG | 1984/01/01 00:00:00+00 | N | West
-122.0752 | 38.2281 | 2303 | G0913 | Wolfskill Peaker | 0 | Gilroy Energy Center, LLC | Solano | 48.1 | WS1JT1 | NG | 2003/03/01 00:00:00+00 | N | West
-122.0932 | 38.2316 | 2304 | S0362 | Fairfield-Suisun Sewer District - WTP | 0 | Longroad Energy | Solano | 1 | 1 | SUN | 2009/12/23 00:00:00+00 | Y | West
-121.9652 | 38.3009 | 2305 | S0414 | North Bay Solar 1 | 0 | S-Power (Sustainable Power Group) | Solano | 1 | NBWT | SUN | 2013/08/01 00:00:00+00 | Y | West
-122.0933 | 38.2323 | 2306 | S9074 | Anheuser Busch Fairfield PV Phase/Anheuser Busch | 0 | Not Available | Solano | 1 | 1 | SUN | 2012/01/01 00:00:00+00 | Y | West
-122.0932 | 38.2318 | 2307 | S9148 | ANHEUSER BUSCH INC | 0 | Not Available | Solano | 1 | 1 | SUN | 2012/01/01 00:00:00+00 | Y | West
-121.9826 | 38.3259 | 2308 | S9162 | CA Dept of Corrections Solano (CSPS) | 0 | Not Available | Solano | 1 | 1 | SUN | 2013/01/01 00:00:00+00 | Y | West
-121.9941 | 38.3516 | 2309 | S9303 | GASNA 27P (GASNA 27P) - RAM 2 | 0 | Not Available | Solano | 14 | Unit 1 | SUN | 2014/12/31 00:00:00+00 | Y | West
-121.9843 | 38.2153 | 2310 | E0302 | Potrero Hills Energy Producers LLC | 0 | DTE Biomass Energy Inc | Solano | 8 | 1, 2, 3, 4, 5 | LFG | 2016/04/13 00:00:00+00 | Y | West
-122.0391 | 38.2466 | 2311 | G0159 | Solano County Cogeneration Plant | 0 | Solano County | Solano | 2.92 | 3163, 3164, 8338 | NG | 1989/06/15 00:00:00+00 | N | West
-122.0892 | 38.2323 | 2312 | W0398 | Anheuser-Busch | 0 | Foundation Windpower | Solano | 1.5 | WPRS 1 | WND | 2011/12/01 00:00:00+00 | Y | West
-122.0921 | 38.2335 | 2313 | W0456 | Anheuser-Busch #2 | 0 | Foundation Windpower | Solano | 1.6 | WPRS 1 | WND | 1989/12/31 00:00:00+00 | Y | West
-121.8681 | 38.2219 | 2314 | G0915 | Lambie Peaker | 0 | Gilroy Energy Center, LLC | Solano | 48.1 | LA1JT1 | NG | 2003/01/01 00:00:00+00 | N | West
-121.8438 | 38.2271 | 2315 | G0916 | Goose Haven Peaker | 0 | Goose Haven Energy Center LLC | Solano | 48.1 | GH1JT1 | NG | 2003/01/01 00:00:00+00 | N | West
-121.8551 | 38.2416 | 2316 | G0918 | Creed Energy Center | 0 | Creed Energy Center LLC | Solano | 48.1 | CD1JT1 | NG | 2003/01/01 00:00:00+00 | N | West
-121.9218 | 38.3292 | 2317 | S9304 | Vaca Solar Millenium Fund LLC (Vaca Solar #100) | 0 | Not Available | Solano | 1.5 | Unit 1 | SUN | 2013/12/31 00:00:00+00 | Y | West
-121.8335 | 38.3147 | 2318 | E0236 | Hay Road | 0 | G2 Energy (Hay Road) LLC | Solano | 1.6 | 362 | LFG | 2013/06/21 00:00:00+00 | Y | West
-121.4313 | 38.3389 | 2319 | S0154 | Point Pleasant (Lawrence Solar Farm) | 0 | Sacramento PV Energy LLC | Sacramento | 1 | PV1 | SUN | 2011/12/30 00:00:00+00 | Y | West
-121.4132 | 38.3657 | 2320 | S0156 | Grundman-Wilkinson Solar Farm (Bruceville Road) | 0 | Sacramento PV Energy LLC | Sacramento | 18 | PV1 | SUN | 2011/12/28 00:00:00+00 | Y | West
-121.4618 | 38.2835 | 2321 | S0203 | Green Acres Solar Facility 2 | 0 | OL Elk Grove Trust a Delaware Statutory Trust | Sacramento | 1 | 1 | SUN | 2012/09/01 00:00:00+00 | Y | West
-121.4658 | 38.2823 | 2322 | S0204 | Green Acres Solar Facility 1 | 0 | OL Elk Grove Trust a Delaware Statutory Trust | Sacramento | 3 | 1 | SUN | 2012/09/01 00:00:00+00 | Y | West
-121.3876 | 38.3637 | 2323 | S0205 | RE Kammerer Road 1 | 0 | Canadian Solar | Sacramento | 6.65 | 1 | SUN | 2012/01/01 00:00:00+00 | Y | West
-121.3834 | 38.3637 | 2324 | S0206 | RE Kammerer Road 2 | 0 | Canadian Solar | Sacramento | 6.65 | 1 | SUN | 2012/01/01 00:00:00+00 | Y | West
-121.3823 | 38.3609 | 2325 | S0207 | RE Kammerer Road 3 | 0 | Canadian Solar | Sacramento | 6.65 | 1 | SUN | 2012/01/01 00:00:00+00 | Y | West
-121.4146 | 38.349 | 2326 | S0284 | RE Bruceville Solar 1 | 0 | Canadian Solar | Sacramento | 6.65 | 1 | SUN | 2012/01/01 00:00:00+00 | Y | West
-121.415 | 38.3467 | 2327 | S0285 | RE Bruceville Solar 2 | 0 | Canadian Solar | Sacramento | 6.65 | 1 | SUN | 2012/01/01 00:00:00+00 | Y | West
-121.4099 | 38.3476 | 2328 | S0286 | RE Bruceville Solar 3 | 0 | Canadian Solar | Sacramento | 6.65 | 1 | SUN | 2012/01/01 00:00:00+00 | Y | West
-121.3378 | 38.238 | 2329 | S0155 | Kost (Fleshman Solar Farm) | 0 | Sacramento PV Energy LLC | Sacramento | 3 | PV1 | SUN | 2011/11/19 00:00:00+00 | Y | West
-121.279 | 38.2537 | 2330 | S0157 | Boessow (Van Connett Solar Farm) | 0 | Sacramento PV Energy LLC | Sacramento | 3 | PV1 | SUN | 2011/12/20 00:00:00+00 | Y | West
-121.295 | 38.3091 | 2331 | S0211 | RE McKenzie 1 | 0 | Canadian Solar | Sacramento | 5 | 1 | SUN | 2012/01/01 00:00:00+00 | Y | West
-121.2918 | 38.3105 | 2332 | S0212 | RE McKenzie 2 | 0 | Canadian Solar | Sacramento | 5 | 1 | SUN | 2012/01/01 00:00:00+00 | Y | West
-121.2916 | 38.3071 | 2333 | S0213 | RE McKenzie 3 | 0 | Canadian Solar | Sacramento | 5 | 1 | SUN | 2012/01/01 00:00:00+00 | Y | West
-121.2934 | 38.3041 | 2334 | S0214 | RE McKenzie 4 | 0 | Canadian Solar | Sacramento | 5 | 1 | SUN | 2012/01/01 00:00:00+00 | Y | West
-121.2873 | 38.3056 | 2335 | S0215 | RE McKenzie 5 | 0 | Canadian Solar | Sacramento | 5 | 1 | SUN | 2012/01/01 00:00:00+00 | Y | West
-121.2835 | 38.3054 | 2336 | S0216 | RE McKenzie 6 | 0 | Canadian Solar | Sacramento | 5 | 1 | SUN | 2012/01/01 00:00:00+00 | Y | West
-121.024 | 38.2255 | 2337 | H0080 | Camanche | 0 | East Bay Municipal Utility District (EBMUD) | San Joaquin | 10.8 | 1, 2, 3 | WAT | 1983/07/01 00:00:00+00 | Y | West
-121.1145 | 38.3399 | 2338 | S0602 | Rancho Seco Solar | 0 | D. E. Shaw | Sacramento | 10.9 | Unit 1 | SUN | 2016/08/11 00:00:00+00 | Y | West
-121.1171 | 38.3421 | 2339 | S0063 | Rancho Seco Solar PV - Retired 3/31/2013 | 1 | Sacramento Municipal Utility District (SMUD) | Sacramento | 2 | 1, 2 | SUN | 1994/08/01 00:00:00+00 | Y | West
-121.1236 | 38.3385 | 2340 | G0889 | Cosumnes Power Plant | 0 | Sacramento Municipal Utility District (SMUD) | Sacramento | 500 | CTG 2, CTG 3, STG 1 | NG | 2006/02/24 00:00:00+00 | N | West
-121.1186 | 38.3438 | 2341 | S0701 | Rancho Seco Solar II | 0 | D. E. Shaw | Sacramento | 160 | RSS2 | SUN | 2020/12/01 00:00:00+00 | Y | West
-120.8505 | 38.2568 | 2342 | H0380 | Pardee | 0 | East Bay Municipal Utility District (EBMUD) | Calaveras | 23.6 | Unit 1, Unit 2, Unit 3 | WAT | 1930/07/01 00:00:00+00 | Y | West
-120.9146 | 38.2774 | 2343 | E0201 | Buena Vista Biomass | 0 | Buena Vista Biomass Power | Amador | 22.5 | 1 | WDS | 2013/01/13 00:00:00+00 | Y | West
-120.9137 | 38.2779 | 2344 | C0005 | Buena Vista Biomass Power (Jackson Valley) Retired Dec 2012 | 1 | Jackson Valley Energy Part LP | Amador | 18.4 | 1 | PC | 1986/06/01 00:00:00+00 | N | West
-120.8085 | 38.3681 | 2345 | E0051 | Wheelabrator Martell Inc - Retired December 2003 | 1 | Wheelabrator Martell Inc | Amador | 18 | Unit 1 | OGW | 1986/03/01 00:00:00+00 | Y | West
-120.9496 | 38.3697 | 2346 | G0378 | Mule Creek State Prison - Retired 1/26/2016 | 1 | Mule Creek State Prison | Amador | 3 | 1, 2 | NG | 1989/01/01 00:00:00+00 | N | West
-120.67 | 38.331 | 2347 | H0171 | Electra | 0 | Pacific Gas & Electric (PG&E) | Amador | 99 | Unit 575, Unit 576, Unit 577 | WAT | 1948/06/29 00:00:00+00 | Y | West
-120.077 | 38.2025 | 2348 | H0022 | Beardsley | 0 | Tri-Dam Project & Tri-Dam Power Authority | Tuolumne | 9.99 | 1 | WAT | 1956/07/01 00:00:00+00 | Y | West
-120.0341 | 38.2465 | 2349 | H0145 | Donnells | 0 | Tri-Dam Project & Tri-Dam Power Authority | Tuolumne | 72 | 1 | WAT | 1956/07/01 00:00:00+00 | Y | West
-122.7234 | 38.4666 | 2350 | G1024 | Fuel Cell DFC | 1 | County of Sonoma | Sonoma | 1.4 | FCE | NG | 2010/11/01 00:00:00+00 | N | West
-122.7502 | 38.4937 | 2351 | S9309 | Chalk Hill Solar Project LLC_(CHSP) | 0 | Not Available | Sonoma | 0.3 | Unit 1 | SUN | 2013/12/31 00:00:00+00 | Y | West
-122.366 | 38.3945 | 2352 | G0653 | Veterans Home of California | 1 | Yountville Cogeneration Associates | Napa | 3 | 1, 2 | NG | 1986/07/01 00:00:00+00 | N | West
-122.1042 | 38.5136 | 2353 | H0343 | Monticello | 0 | Solano Irrigation District | Yolo | 11.5 | 1, 2, 3 | WAT | 1983/06/01 00:00:00+00 | Y | West
-121.9947 | 38.5216 | 2354 | S9404 | Putah Creek Solar Farm | 0 | Not Available | Yolo | 2 | 1 | SUN | 2014/12/01 00:00:00+00 | Y | West
-121.9455 | 38.3881 | 2355 | S0630 | Genentech Inc. - Vacaville | 0 | Tesla Inc. | Solano | 7.9 | Unit 1, Unit 2 | SUN | 2017/05/08 00:00:00+00 | Y | West
-121.9643 | 38.4002 | 2356 | S9006 | Alza Corporation (700 Eubanks) | 0 | Not Available | Solano | 1 | 1 | SUN | 2012/01/01 00:00:00+00 | Y | West
-121.9509 | 38.407 | 2357 | S9009 | Mariani Packing Co. Inc. | 0 | Not Available | Solano | 1 | 1 | SUN | 2012/01/01 00:00:00+00 | Y | West
-121.9628 | 38.3885 | 2358 | S9100 | Norvartis Pharmaceuticals Corp | 0 | Not Available | Solano | 1 | 1 | SUN | 2012/01/01 00:00:00+00 | Y | West
-121.924 | 38.399 | 2359 | G0909 | Vaca Dixon - CalPeak Power | 0 | CalPeak Power - Vaca Dixon LLC | Solano | 49.9 | 4 | NG | 2002/06/21 00:00:00+00 | N | West
-121.9264 | 38.4107 | 2360 | S0110 | Vaca Dixon Solar Station | 0 | Pacific Gas & Electric (PG&E) | Solano | 2 | 1 | SUN | 2009/12/22 00:00:00+00 | Y | West
-121.8205 | 38.4206 | 2361 | S9108 | Superior Packing Co. | 0 | Not Available | Solano | 1.1 | 1 | SUN | 2012/01/01 00:00:00+00 | Y | West
-121.8175 | 38.4201 | 2362 | W0405 | Superior Farms | 0 | Foundation Windpower | Solano | 1 | WPRS 1 | WND | 2012/12/01 00:00:00+00 | Y | West
-121.6944 | 38.5015 | 2363 | S0310 | Grasslands EPWF | 0 | Yolo County General Services | Yolo | 2.5 | 1 | SUN | 2013/07/01 00:00:00+00 | Y | West
-121.6923 | 38.5016 | 2364 | S0311 | Grasslands RES-BCT | 0 | Yolo County General Services | Yolo | 2.5 | 1 | SUN | 2013/07/01 00:00:00+00 | Y | West
-121.4562 | 38.556 | 2365 | G0639 | University of California Davis - Idefinite Shutdown | 1 | UC Davis Operations & Maintenance Utilities Division | Yolo | 3 | GEN1 | NG | 1981/02/01 00:00:00+00 | N | West
-121.4661 | 38.4362 | 2366 | S0660 | Sacramento Regional County Sanitation District | 0 | Tesla Inc. | Sacramento | 3.73 | Unit 1 | SUN | 2018/01/26 00:00:00+00 | Y | West
-121.3924 | 38.4874 | 2367 | S9092 | Siemens Industry Inc. | 0 | Not Available | Sacramento | 1 | 1 | SUN | 2012/01/01 00:00:00+00 | Y | West
-121.4058 | 38.5429 | 2368 | S9102 | Granite Construction Company | 0 | Not Available | Sacramento | 1.1 | 1 | SUN | 2012/01/01 00:00:00+00 | Y | West
-121.4756 | 38.5168 | 2369 | S9139 | Campbell Soup Supply Company LLC | 0 | Not Available | Sacramento | 2 | 1 | SUN | 2012/01/01 00:00:00+00 | Y | West
-121.4014 | 38.5154 | 2370 | S9147 | U.S. National Leasing LLC_(Depot Park) | 0 | Not Available | Sacramento | 3 | 1 | SUN | 2012/01/01 00:00:00+00 | Y | West
-121.474 | 38.5112 | 2371 | G0076 | Sacramento Campbell Soup SPA | 0 | Sacramento Municipal Utility District (SMUD) | Sacramento | 173.9 | Unit CT, Unit ST | NG | 1997/12/01 00:00:00+00 | N | West
-121.4623 | 38.4458 | 2372 | G0085 | Carson Ice CG | 0 | Central Valley Financing | Sacramento | 119.5 | Unit 1, Unit 2, Unit CT | NG | 1995/10/01 00:00:00+00 | N | West
-121.3998 | 38.5308 | 2373 | G0467 | Sacramento SCA | 0 | Sacramento Municipal Utility District (SMUD) | Sacramento | 193.4 | CCST, CT1A, CT1B, CT1C | NG | 1997/03/01 00:00:00+00 | N | West
-121.3541 | 38.5052 | 2374 | S0090 | Hedge PV (S0090) | 0 | Sacramento Municipal Utility District (SMUD) | Sacramento | 0.2 | 1 | SUN | 1994/06/01 00:00:00+00 | Y | West
-121.1826 | 38.47 | 2375 | S0280 | RE Dillard Road 1 | 0 | Canadian Solar | Sacramento | 3.99 | 1 | SUN | 2012/01/01 00:00:00+00 | Y | West
-121.1776 | 38.4668 | 2376 | S0281 | RE Dillard Road 2 | 0 | Canadian Solar | Sacramento | 3.99 | 1 | SUN | 2012/01/01 00:00:00+00 | Y | West
-121.1824 | 38.464 | 2377 | S0282 | RE Dillard Road 3 | 0 | Canadian Solar | Sacramento | 3.99 | 1 | SUN | 2012/01/01 00:00:00+00 | Y | West
-121.1802 | 38.4628 | 2378 | S0283 | RE Dillard Road 4 | 0 | Canadian Solar | Sacramento | 0.53 | 1 | SUN | 2012/01/01 00:00:00+00 | Y | West
-121.2591 | 38.5613 | 2379 | S9097 | FAA Norcal TRACON | 0 | Not Available | Sacramento | 1 | 1 | SUN | 2012/01/01 00:00:00+00 | Y | West
-121.1926 | 38.5149 | 2380 | E0203 | Kiefer Landfill Gas-to-Energy Facility | 0 | County of Sacramento Department of Waste Management & Recycling | Sacramento | 9.15 | 1, 2, 3 | LFG | 1999/12/01 00:00:00+00 | Y | West
-121.1925 | 38.5147 | 2381 | E0305 | Kiefer Landfill Phase II (KLG2) | 0 | Aria Energy LLC | Sacramento | 6 | Unit 4, Unit 5 | LFG | 2006/03/01 00:00:00+00 | Y | West
-121.1636 | 38.4502 | 2382 | S9107 | Nilsen Farms | 0 | Not Available | Sacramento | 1.1 | 1 | SUN | 2012/01/01 00:00:00+00 | Y | West
-120.4926 | 38.4491 | 2383 | H0516 | Tiger Creek | 0 | Pacific Gas & Electric (PG&E) | Amador | 60 | Unit 584, Unit 585 | WAT | 1931/08/01 00:00:00+00 | Y | West
-120.5495 | 38.4209 | 2384 | H0558 | West Point | 0 | Pacific Gas & Electric (PG&E) | Amador | 14 | Unit 586 | WAT | 1948/11/21 00:00:00+00 | Y | West
-120.5954 | 38.4132 | 2385 | S9182 | Fresh Air Energy LLC_(Pioneer 1) | 0 | Not Available | Amador | 1.5 | Unit 1 | SUN | 2013/12/31 00:00:00+00 | Y | West
-120.2182 | 38.4979 | 2386 | H0431 | Salt Springs | 0 | Pacific Gas & Electric (PG&E) | Amador | 46 | Unit 580, Unit 581 | WAT | 1931/06/15 00:00:00+00 | Y | West
-120.0008 | 38.3916 | 2387 | H0356 | Spicer | 0 | Northern California Power Agency | Tuolumne | 6 | GEN 1, GEN 2, GEN 3 | WAT | 1990/02/01 00:00:00+00 | Y | West
-112.9537 | 38.5513 | 2388 | W0417 | Milford Wind 1 - (Utah) | 0 | Longroad Energy | Beaver | 203.5 | Milford Wind 1 | WND | 2009/11/16 00:00:00+00 | Y | East
-123.0113 | 38.7221 | 2389 | H0485 | Warm Springs | 0 | Sonoma County Water Agency | Sonoma | 2.79 | 3385 | WAT | 1988/12/01 00:00:00+00 | Y | West
-122.8778 | 38.6849 | 2390 | S9055 | Clos Du Bois Wines Inc. | 0 | Not Available | Sonoma | 1 | 1 | SUN | 2012/01/01 00:00:00+00 | Y | West
-122.7112 | 38.7485 | 2391 | T0040 | Geothermal 2 | 0 | Northern California Power Agency | Sonoma | 110 | 3, 4 | GEO | 1985/01/01 00:00:00+00 | Y | West
-121.9463 | 38.6824 | 2392 | S9082 | Cemex Construction Materials Pacific LLC | 0 | Not Available | Yolo | 1 | 1 | SUN | 2012/01/01 00:00:00+00 | Y | West
-121.9352 | 38.6876 | 2393 | W0399 | Cemex Madison | 0 | Foundation Windpower | Yolo | 1 | WPRS 1 | WND | 2011/11/01 00:00:00+00 | Y | West
-121.7295 | 38.6599 | 2394 | S0115 | Yolo County Solar Project | 0 | Yolo County General Services | Yolo | 1 | 1 | SUN | 2010/07/01 00:00:00+00 | Y | West
-121.7127 | 38.675 | 2395 | S9010 | Co. Inc. #21 Walgreens | 0 | Not Available | Yolo | 1 | 1 | SUN | 2012/01/01 00:00:00+00 | Y | West
-121.561 | 38.5915 | 2396 | S9022 | Tony's Fine Foods | 0 | Not Available | Yolo | 1 | 1 | SUN | 2012/01/01 00:00:00+00 | Y | West
-121.7139 | 38.675 | 2397 | S9110 | Amir Development Company | 0 | Not Available | Yolo | 1.1 | 1 | SUN | 2012/01/01 00:00:00+00 | Y | West
-121.7369 | 38.6909 | 2398 | E0105 | Woodland Biomass Power Ltd | 0 | DTE Energy Services | Yolo | 28 | Unit 1 | WDS | 1989/09/01 00:00:00+00 | Y | West
-121.6875 | 38.5963 | 2399 | E0154 | MM Yolo Power LLC Facility | 1 | Yolo County General Services | Yolo | 5.7 | 1- 4, 1- 5, 5 | LFG | 1990/10/01 00:00:00+00 | Y | West
-121.5062 | 38.6427 | 2400 | S0405 | Strata Roof 1 | 0 | Strata Clean Energy | Sacramento | 1 | Unit 1 | SUN | 2013/05/15 00:00:00+00 | Y | West
-121.398 | 38.6009 | 2401 | S0661 | US General Service Administration - Sacramento | 0 | Tesla Inc. | Sacramento | 1.38 | Unit 1 | SUN | 2018/03/29 00:00:00+00 | Y | West
-121.3931 | 38.6526 | 2402 | G0335 | McClellan | 0 | Sacramento Municipal Utility District (SMUD) | Sacramento | 74.2 | 1 | NG | 1986/03/01 00:00:00+00 | N | West
-121.4782 | 38.704 | 2403 | S0719 | Wildflower Solar 1 | 0 | Wildflower Solar I, LLC | Sacramento | 13 | CAWF1 | SUN | 2020/12/14 00:00:00+00 | Y | West
-121.2203 | 38.6375 | 2404 | H0360 | Nimbus | 0 | United States Bureau of Reclamation | Sacramento | 13.5 | UNIT 1, UNIT 2 | WAT | 1955/05/01 00:00:00+00 | Y | West
-121.1585 | 38.7067 | 2405 | H0186 | Folsom | 0 | United States Bureau of Reclamation | Sacramento | 198.72 | 1, 2, 3 | WAT | 1955/06/01 00:00:00+00 | Y | West
-121.1631 | 38.6136 | 2406 | S0116 | Aerojet I (3.6MW) Solar Plant | 0 | Altus Power America Inc | Sacramento | 3.6 | Aerojet I | SUN | 2009/12/23 00:00:00+00 | Y | West
-121.1706 | 38.6096 | 2407 | S0130 | Aerojet II (2.4MW) Solar Plant | 0 | Altus Power America Inc | Sacramento | 2.4 | Aerojet II | SUN | 2010/05/21 00:00:00+00 | Y | West
-121.1661 | 38.6468 | 2408 | S0622 | Intel Corporation - Folsom Carport Phase 1 | 0 | Tesla Inc. | Sacramento | 1.1 | 956100-CA | SUN | 2010/07/09 00:00:00+00 | Y | West
-121.1646 | 38.6455 | 2409 | S0629 | Intel Corporation - Folsom Carport Phase 3 | 0 | Tesla Inc. | Sacramento | 6.45 | 9568336-CA | SUN | 2016/09/29 00:00:00+00 | Y | West
-121.1727 | 38.6442 | 2410 | S9096 | Intel Corporation - Folsom Carport Phase 2 | 0 | Not Available | Sacramento | 1 | 1 | SUN | 2012/01/01 00:00:00+00 | Y | West
-121.1677 | 38.6455 | 2411 | S9098 | Intel Corporation | 0 | Not Available | Sacramento | 1 | 1 | SUN | 2012/01/01 00:00:00+00 | Y | West
-120.0647 | 38.6866 | 2412 | G0801 | Kirkwood Meadows PUD | 0 | Kirkwood Meadows | Amador | 19.53 | 1, 2, 3, 4, 5, 6, 7, 8, Old 3-8, Unit 1-8 | DFO | 1984/12/05 00:00:00+00 | N | West
-112.9177 | 38.5909 | 2413 | W0418 | Milford Wind 2 - (Utah) | 0 | Longroad Energy | Beaver | 100.5 | Milford Wind 2 | WND | 2010/06/10 00:00:00+00 | Y | East
-123.0191 | 38.7758 | 2414 | S0309 | Cloverdale Solar I | 0 | GreenLead-TNX Management | Sonoma | 2 | 1 | SUN | 2014/06/01 00:00:00+00 | Y | West
-123.0205 | 38.7692 | 2415 | S0692 | Cloverdale Solar Center | 0 | Adapture Renewables, Inc. | Sonoma | 1 | Unit 1 | SUN | 2019/06/11 00:00:00+00 | Y | West
-122.9726 | 38.7626 | 2416 | S9013 | Fosters Wine Estates Inc. | 0 | Not Available | Sonoma | 1 | 1 | SUN | 2012/01/01 00:00:00+00 | Y | West
-123.0171 | 38.7739 | 2417 | S9305 | Cloverdale Solar 1 LLC_(FSEC1) | 0 | Not Available | Sonoma | 1.5 | Unit 1 | SUN | 2013/12/31 00:00:00+00 | Y | West
-123.0167 | 38.7748 | 2418 | S9306 | Cloverdale Solar 2 LLC_(FSEC2) | 0 | Not Available | Sonoma | 1.5 | Unit 1 | SUN | 2013/12/31 00:00:00+00 | Y | West
-122.7221 | 38.788 | 2419 | T0007 | West Ford Flat #4 | 0 | Geysers Power Company LLC | Lake | 28.8 | WFST1, WFST2 | GEO | 1988/12/01 00:00:00+00 | Y | West
-122.8811 | 38.8339 | 2420 | T0023 | Aidlin #1 | 0 | Geysers Power Company LLC | Sonoma | 22.4 | ADST1, ADST2 | GEO | 1989/05/01 00:00:00+00 | Y | West
-122.722 | 38.788 | 2421 | T0027 | Quick Silver #16 | 0 | Geysers Power Company LLC | Lake | 120 | QKST16 | GEO | 1985/01/01 00:00:00+00 | Y | West
-122.7814 | 38.8235 | 2422 | T0028 | Lakeview #17 | 0 | Geysers Power Company LLC | Sonoma | 120 | LVST17 | GEO | 1982/01/01 00:00:00+00 | Y | West
-122.7477 | 38.7688 | 2423 | T0029 | Socrates #18 | 0 | Geysers Power Company LLC | Sonoma | 120 | SCST18 | GEO | 1983/01/01 00:00:00+00 | Y | West
-122.7551 | 38.7791 | 2424 | T0030 | Grant #20 | 0 | Geysers Power Company LLC | Sonoma | 120 | GTST20 | GEO | 1985/10/01 00:00:00+00 | Y | West
-122.7192 | 38.7519 | 2425 | T0039 | Geothermal 1 | 0 | Northern California Power Agency | Sonoma | 110 | 1, 2 | GEO | 1983/01/01 00:00:00+00 | Y | West
-122.7563 | 38.7902 | 2426 | T0046 | Sonoma #3 | 0 | Geysers Power Company LLC | Sonoma | 78 | SOST3 | GEO | 1983/12/01 00:00:00+00 | Y | West
-122.7449 | 38.7896 | 2427 | T0050 | Calistoga #19 | 0 | Geysers Power Company LLC | Lake | 97 | CAST1, CAST2 | GEO | 1984/03/01 00:00:00+00 | Y | West
-122.8087 | 38.8056 | 2428 | T0055 | McCabe #5-#6 | 0 | Geysers Power Company LLC | Sonoma | 110 | MCST5, MCST6 | GEO | 1971/12/01 00:00:00+00 | Y | West
-122.8013 | 38.8149 | 2429 | T0056 | Ridge Line #7-#8 | 0 | Geysers Power Company LLC | Sonoma | 110 | RLST7, RLST8 | GEO | 1972/01/01 00:00:00+00 | Y | West
-122.8004 | 38.827 | 2430 | T0058 | Eagle Rock #11 | 0 | Geysers Power Company LLC | Sonoma | 110 | ERST11 | GEO | 1975/01/01 00:00:00+00 | Y | West
-122.7842 | 38.8046 | 2431 | T0059 | Cobb Creek #12 | 0 | Geysers Power Company LLC | Sonoma | 110 | CCST12 | GEO | 1979/01/01 00:00:00+00 | Y | West
-122.7287 | 38.7727 | 2432 | T0060 | Big Geysers #13 | 0 | Geysers Power Company LLC | Lake | 95 | BGST13 | GEO | 1980/01/01 00:00:00+00 | Y | West
-122.7823 | 38.7861 | 2433 | T0061 | Sulphur Springs #14 | 0 | Geysers Power Company LLC | Sonoma | 117.5 | SSST14 | GEO | 1980/01/01 00:00:00+00 | Y | West
-122.7683 | 38.8349 | 2434 | T0080 | Bottle Rock Power | 0 | Bottle Rock Power LLC | Lake | 55 | 1 | GEO | 1985/02/01 00:00:00+00 | Y | West
-122.6919 | 38.7628 | 2435 | T0005 | Bear Canyon #2 (Retired January 2016) | 1 | Geysers Power Company LLC | Lake | 22 | BCST1, BCST2 | GEO | 1988/09/01 00:00:00+00 | Y | West
-122.7666 | 38.7961 | 2436 | T0057 | Fumarole #9-#10 | 1 | Geysers Power Company LLC | Sonoma | 110 | FUST10, FUST9 | GEO | 1973/07/01 00:00:00+00 | Y | West
-122.5667 | 38.9235 | 2437 | H0576 | Clear Lake | 0 | Yolo County Flood Control & Water Conservation District | Lake | 2.5 | 3381 | WAT | 1986/01/01 00:00:00+00 | Y | West
-122.651 | 38.7705 | 2438 | S9051 | Power Agency Northern California | 0 | Not Available | Lake | 1 | 1 | SUN | 2012/01/01 00:00:00+00 | Y | West
-121.3821 | 38.7928 | 2439 | G0213 | Roseville Energy Park (REP) | 0 | City of Roseville | Placer | 200 | CT1, CT2, STG1 | NG | 2007/10/15 00:00:00+00 | N | West
-121.2832 | 38.8141 | 2440 | S9008 | Foods Inc. United Natural | 0 | Not Available | Placer | 1 | 1 | SUN | 2012/01/01 00:00:00+00 | Y | West
-121.3317 | 38.908 | 2441 | S9268 | Lincoln Solar Millenium Fund LLC_(Lincoln Solar #A) | 0 | Not Available | Placer | 1.5 | Unit 1 | SUN | 2013/12/31 00:00:00+00 | Y | West
-121.3044 | 38.8701 | 2442 | S9269 | Lincoln Solar Millenium Fund LLC_(Lincoln Solar #B) | 0 | Not Available | Placer | 1.5 | Unit 1 | SUN | 2013/12/31 00:00:00+00 | Y | West
-121.2969 | 38.8725 | 2443 | S9270 | Lincoln Solar Millenium Fund LLC_(Nicholas Solar #C) | 0 | Not Available | Placer | 1.5 | Unit 1 | SUN | 2013/12/31 00:00:00+00 | Y | West
-121.3097 | 38.9031 | 2444 | E0004 | SPI - Lincoln | 0 | Sierra Pacific Industries Inc | Placer | 32.2 | GEN 2, GEN 3, GEN 4 | WDS | 1997/06/01 00:00:00+00 | Y | West
-121.3135 | 38.8319 | 2445 | E0099 | Rio Bravo Rocklin | 0 | IHI Power Services Corp | Placer | 24.3 | Unit 1 | WDS | 1989/06/01 00:00:00+00 | Y | West
-121.3417 | 38.8381 | 2446 | E0225 | Lincoln Landfill - WPWMA | 0 | Energy 2001 Inc | Placer | 4.86 | Unit 1, Unit 2, Unit 3, Unit 4, Unit 5, Unit 6 | LFG | 2004/11/08 00:00:00+00 | Y | West
-121.3239 | 38.8107 | 2447 | G0382 | Roseville | 0 | City of Roseville | Placer | 50.4 | 1, 2 | NG | 1986/04/01 00:00:00+00 | N | West
-121.093 | 38.8352 | 2448 | H0357 | Newcastle | 0 | Pacific Gas & Electric (PG&E) | Placer | 11.5 | Unit 943 | WAT | 1986/10/28 00:00:00+00 | Y | West
-121.0985 | 38.8898 | 2449 | H0569 | Wise | 0 | Pacific Gas & Electric (PG&E) | Placer | 17.1 | Unit 1, Unit 2 | WAT | 1917/03/04 00:00:00+00 | Y | West
-120.8131 | 38.7718 | 2450 | H0096 | Chili Bar | 0 | Pacific Gas & Electric (PG&E) | El Dorado | 7.02 | 1 | WAT | 1965/03/01 00:00:00+00 | Y | West
-120.6191 | 38.7935 | 2451 | H0167 | El Dorado | 0 | El Dorado Irrigation District | El Dorado | 20 | 1, 2 | WAT | 1924/01/26 00:00:00+00 | Y | West
-120.7785 | 38.7834 | 2452 | H0422 | Rock Creek L.P. | 0 | Hydroland | El Dorado | 3.6 | 1, 2 | WAT | 1986/04/01 00:00:00+00 | Y | West
-120.6981 | 38.7726 | 2453 | H0482 | Slab Creek | 0 | Sacramento Municipal Utility District (SMUD) | El Dorado | 0.4 | 1 | WAT | 1983/07/01 00:00:00+00 | Y | West
-120.7874 | 38.7653 | 2454 | H0565 | White Rock | 0 | Sacramento Municipal Utility District (SMUD) | El Dorado | 230 | Unit 1, Unit 2 | WAT | 1968/06/01 00:00:00+00 | Y | West
-120.5366 | 38.8283 | 2455 | H0081 | Camino | 0 | Sacramento Municipal Utility District (SMUD) | El Dorado | 308 | 1, 2, H1, H2 | WAT | 1963/10/01 00:00:00+00 | Y | West
-120.5317 | 38.8341 | 2456 | H0253 | Jaybird | 0 | Sacramento Municipal Utility District (SMUD) | El Dorado | 154 | Unit 1, Unit 2 | WAT | 1961/04/01 00:00:00+00 | Y | West
-120.4443 | 38.8643 | 2457 | H0532 | Union Valley | 0 | Sacramento Municipal Utility District (SMUD) | El Dorado | 46.7 | Unit 1 | WAT | 1963/10/01 00:00:00+00 | Y | West
-120.3819 | 38.8503 | 2458 | H0255 | Jones Fork | 0 | Sacramento Municipal Utility District (SMUD) | El Dorado | 11.5 | Unit 1 | WAT | 1985/06/01 00:00:00+00 | Y | West
-120.3783 | 38.8965 | 2459 | H0414 | Robbs Peak | 0 | Sacramento Municipal Utility District (SMUD) | El Dorado | 29.5 | Unit 1 | WAT | 1965/10/01 00:00:00+00 | Y | West
-122.9191 | 39.1067 | 2460 | S9015 | County of Lake | 0 | Not Available | Lake | 1 | 1 | SUN | 2012/01/01 00:00:00+00 | Y | West
-122.5356 | 39.0788 | 2461 | H0243 | Indian Valley Dam | 0 | Yolo County Flood Control & Water Conservation District | Lake | 3.01 | 1641, 1642, 8332 | WAT | 1983/10/01 00:00:00+00 | Y | West
-122.627 | 38.9841 | 2462 | S9019 | Power Agency Northern CA | 0 | Not Available | Lake | 1 | 1 | SUN | 2012/01/01 00:00:00+00 | Y | West
-122.1106 | 39.1058 | 2463 | E0102 | Wadham | 0 | Wadham Energy LP | Colusa | 29 | UNIT 1 | AB | 1990/05/01 00:00:00+00 | Y | West
-121.6093 | 39.109 | 2464 | G0917 | Feather River Peaker | 0 | Gilroy Energy Center, LLC | Sutter | 48.1 | GL4JT1 | NG | 2002/12/01 00:00:00+00 | N | West
-121.6924 | 39.0524 | 2465 | G0238 | Greenleaf 1 Inc. | 1 | Greenleaf Plants 1&2 | Sutter | 72 | GL1JT1, GL1ST1 | NG | 1989/03/01 00:00:00+00 | N | West
-121.6962 | 39.053 | 2466 | G0779 | Sutter Energy Center | 0 | CCFC Sutter Energy, LLC | Sutter | 551.8 | ST1CT1, ST1CT2, ST1ST1 | NG | 2001/07/01 00:00:00+00 | N | West
-121.4986 | 39.0939 | 2467 | S9311 | Pristine Sun Fund 8 Sutter PGE LLC_(2179_Smotherman) | 0 | Not Available | Sutter | 0.5 | Unit 1 | SUN | 2013/12/31 00:00:00+00 | Y | West
-121.3969 | 39.0754 | 2468 | E0237 | Ostrom Road | 0 | G2 Energy (Ostrom Road) LLC | Yuba | 3.2 | 359, 361 | LFG | 2009/02/01 00:00:00+00 | Y | West
-121.317 | 39.0488 | 2469 | H0083 | Camp Far West | 0 | Sacramento Municipal Utility District (SMUD) | Placer | 6.8 | 1 | WAT | 1985/02/01 00:00:00+00 | Y | West
-121.0591 | 39.0096 | 2470 | H0054 | Combie South (3 @ 500kW = 1.5MW) | 0 | Nevada Irrigation District | Nevada | 1.5 | 1 | WAT | 1984/04/27 00:00:00+00 | Y | West
-121.0587 | 39.0102 | 2471 | H0109 | Combie North (550 kW) | 0 | Nevada Irrigation District | Placer | 0.3 | 6P | WAT | 1987/10/01 00:00:00+00 | Y | West
-121.0419 | 38.957 | 2472 | H0217 | Halsey | 0 | Pacific Gas & Electric (PG&E) | Placer | 11 | Unit 569 | WAT | 1916/12/06 00:00:00+00 | Y | West
-120.7466 | 39.0035 | 2473 | H0374 | Oxbow | 0 | Placer County Water Agency | Placer | 6 | 915 | WAT | 1966/10/01 00:00:00+00 | Y | West
-120.7251 | 39.001 | 2474 | H0406 | Ralston | 0 | Placer County Water Agency | Placer | 79 | 914 | WAT | 1966/10/01 00:00:00+00 | Y | West
-120.5964 | 39.0247 | 2475 | H0275 | Middle Fork American River | 0 | Placer County Water Agency | Placer | 116 | UNIT 1, UNIT 2 | WAT | 1966/10/01 00:00:00+00 | Y | West
-120.4061 | 39.078 | 2476 | H0195 | French Meadows | 0 | Placer County Water Agency | Placer | 15 | 911 | WAT | 1966/10/01 00:00:00+00 | Y | West
-120.4081 | 39.0565 | 2477 | H0228 | Hell Hole | 0 | Placer County Water Agency | Placer | 0.73 | 1 | WAT | 1983/07/01 00:00:00+00 | Y | West
-120.3245 | 38.9827 | 2478 | H0289 | Loon Lake | 0 | Sacramento Municipal Utility District (SMUD) | El Dorado | 82 | Unit 1 | WAT | 1971/09/01 00:00:00+00 | Y | West
-123.1858 | 39.1976 | 2479 | H0283 | Lake Mendocino | 0 | City of Ukiah | Mendocino | 3.5 | G1, G2 | WAT | 1987/05/01 00:00:00+00 | Y | West
-123.2235 | 39.1863 | 2480 | S9052 | Community College Mendocino | 0 | Not Available | Mendocino | 1 | 1 | SUN | 2012/01/01 00:00:00+00 | Y | West
-123.1948 | 39.143 | 2481 | S9264 | East Side Calpella 2MW PV Project (1) (2012 PV RFO - 1) | 0 | Not Available | Mendocino | 2 | Unit 1 | SUN | 2014/12/31 00:00:00+00 | Y | West
-123.1948 | 39.143 | 2482 | S9265 | Parducci 2MW PV Project (3) (2012 PV RFO - 1) | 0 | Not Available | Mendocino | 2 | Unit 1 | SUN | 2014/12/31 00:00:00+00 | Y | West
-123.1948 | 39.143 | 2483 | S9266 | Ruddick-2 2MW PV Project (4) (2012 PV RFO - 1) | 0 | Not Available | Mendocino | 2 | Unit 1 | SUN | 2014/12/31 00:00:00+00 | Y | West
-121.6387 | 39.1392 | 2484 | G0919 | Yuba City Peaker | 0 | Gilroy Energy Center, LLC | Sutter | 48.1 | GL3JT1 | NG | 2002/07/01 00:00:00+00 | N | West
-121.6394 | 39.2199 | 2485 | S9032 | Lomo Cold Storage LLC | 0 | Not Available | Sutter | 1 | 1 | SUN | 2012/01/01 00:00:00+00 | Y | West
-121.6366 | 39.1441 | 2486 | S9099 | City of Yuba | 0 | Not Available | Sutter | 1 | 1 | SUN | 2012/01/01 00:00:00+00 | Y | West
-121.6695 | 39.2921 | 2487 | S9310 | Pristine Sun Fund 1 LLC_(2127_Harris) | 0 | Pristine Sun LLC | Butte | 1.25 | Unit 1 | SUN | 2013/12/31 00:00:00+00 | Y | West
-121.6398 | 39.1365 | 2488 | G0239 | Greenleaf 2 Inc. | 0 | Greenleaf Plants 1&2 | Sutter | 50 | GL2JT1 | NG | 1989/12/01 00:00:00+00 | N | West
-121.6381 | 39.1387 | 2489 | G0686 | Yuba City Cogeneration Partners LP | 0 | Wellhead Services Inc | Sutter | 49 | GEN 1 | NG | 1990/04/01 00:00:00+00 | N | West
-121.534 | 39.1251 | 2490 | S9078 | Yuba College | 0 | Not Available | Yuba | 1 | 1 | SUN | 2012/01/01 00:00:00+00 | Y | West
-121.2717 | 39.2364 | 2491 | H0348 | Narrows 1 | 0 | Pacific Gas & Electric (PG&E) | Nevada | 12 | Unit 553 | WAT | 1942/12/29 00:00:00+00 | Y | West
-121.2704 | 39.239 | 2492 | H0354 | Narrows 2 | 0 | Yuba County Water Agency | Yuba | 55 | 1 | WAT | 1970/06/05 00:00:00+00 | Y | West
-120.8035 | 39.216 | 2493 | H0005 | Alta | 0 | Pacific Gas & Electric (PG&E) | Placer | 2 | 1, 2 | WAT | 1902/11/01 00:00:00+00 | Y | West
-120.891 | 39.1781 | 2494 | H0095 | Chicago Park | 0 | Nevada Irrigation District | Nevada | 44 | UNIT 1 | WAT | 1965/11/01 00:00:00+00 | Y | West
-120.8442 | 39.2981 | 2495 | H0133 | Deer Creek | 0 | Pacific Gas & Electric (PG&E) | Nevada | 5.5 | 1 | WAT | 1908/05/01 00:00:00+00 | Y | West
-120.8357 | 39.217 | 2496 | H0156 | Dutch Flat #1 | 0 | Pacific Gas & Electric (PG&E) | Placer | 22 | Unit 568 | WAT | 1943/03/29 00:00:00+00 | Y | West
-120.8353 | 39.2183 | 2497 | H0157 | Dutch Flat 2 | 0 | Nevada Irrigation District | Nevada | 27.3 | UNIT 1 | WAT | 1965/11/01 00:00:00+00 | Y | West
-120.9325 | 39.2721 | 2498 | H0347 | Scotts Flat (860kW Nameplate Capacity) | 0 | Nevada Irrigation District | Nevada | 1 | 7P | WAT | 1985/02/01 00:00:00+00 | Y | West
-120.9533 | 39.1343 | 2499 | H0424 | Rollins | 0 | Nevada Irrigation District | Nevada | 13.5 | UNIT 1 | WAT | 1980/08/01 00:00:00+00 | Y | West
-120.7673 | 39.2569 | 2500 | H0154 | Drum #1 | 0 | Pacific Gas & Electric (PG&E) | Placer | 55.5 | Unit 563, Unit 564, Unit 565, Unit 566 | WAT | 1913/11/26 00:00:00+00 | Y | West
-120.7669 | 39.2573 | 2501 | H0155 | Drum #2 | 0 | Pacific Gas & Electric (PG&E) | Placer | 49.5 | Unit 567 | WAT | 1965/12/18 00:00:00+00 | Y | West
-120.0267 | 39.246 | 2502 | G0294 | Kings Beach - Retired 12/31/2002 | 1 | Sierra Pacific Resources | Placer | 16.5 | Unit 1, Unit 2, Unit 3, Unit 4, Unit 5, Unit 6 | OIL | 1969/01/01 00:00:00+00 | N | West
-123.811 | 39.4438 | 2503 | E0039 | Fort Bragg Western Wood Products - Retired December 2001 | 1 | Georgia Pacific Corp | Mendocino | 15 | GEN1 | WDS | 1980/01/01 00:00:00+00 | Y | West
-123.128 | 39.3618 | 2504 | H0401 | Potter Valley | 0 | Pacific Gas & Electric (PG&E) | Mendocino | 9.46 | 1, 2, 3 | WAT | 1939/02/01 00:00:00+00 | Y | West
-122.2698 | 39.366 | 2505 | G0934 | Colusa Generating Station | 0 | Pacific Gas & Electric (PG&E) | Colusa | 692 | 166, 336, 337 | NG | 2010/12/22 00:00:00+00 | N | West
-121.5624 | 39.4775 | 2506 | S9120 | Roplast Industries Inc. | 0 | Not Available | Butte | 1.2 | 1 | SUN | 2012/01/01 00:00:00+00 | Y | West
-121.5662 | 39.4836 | 2507 | S9183 | Pristine Sun Fund 1 LLC_(2125_Jarvis) | 0 | Not Available | Butte | 1 | Unit 1 | SUN | 2013/12/31 00:00:00+00 | Y | West
-121.5639 | 39.3878 | 2508 | S9184 | Pristine Sun Fund 1 LLC_(2094_Buzzelle) | 0 | Not Available | Butte | 1.25 | Unit 1 | SUN | 2013/12/31 00:00:00+00 | Y | West
-121.5655 | 39.481 | 2509 | E0064 | Pacific Oroville Power Inc (Retired 10/20/2012) | 1 | Pacific Oroville Power Inc | Butte | 18.76 | GEN 1, GEN 2 | WDS | 1985/12/01 00:00:00+00 | Y | West
-121.5629 | 39.4922 | 2510 | G0424 | Oroville Cogeneration LP | 0 | Oroville Cogeneration LP | Butte | 7.49 | GEN1, GEN2, GEN3, GEN4, GEN5, GEN6, GEN7 | NG | 1990/05/01 00:00:00+00 | N | West
-121.1888 | 39.3309 | 2511 | H0352 | Colgate | 0 | Yuba County Water Agency | Yuba | 315 | 1, 2 | WAT | 1970/03/12 00:00:00+00 | Y | West
-121.1405 | 39.3902 | 2512 | H0053 | Fish Power (NPCap = 0.15MW - No Reporting RQD) | 0 | Yuba County Water Agency | Yuba | 0.15 | HY1 | WAT | 1986/06/01 00:00:00+00 | Y | West
-120.6534 | 39.4483 | 2513 | H0351 | Bowman | 0 | Nevada Irrigation District | Nevada | 3.6 | Unit 1 | WAT | 1986/09/01 00:00:00+00 | Y | West
-120.6448 | 39.3246 | 2514 | H0490 | Spaulding #1 | 0 | Pacific Gas & Electric (PG&E) | Nevada | 7.04 | 1 | WAT | 1928/05/01 00:00:00+00 | Y | West
-120.6453 | 39.3246 | 2515 | H0491 | Spaulding #2 | 0 | Pacific Gas & Electric (PG&E) | Nevada | 3.7 | 1 | WAT | 1928/07/01 00:00:00+00 | Y | West
-120.6355 | 39.3377 | 2516 | H0492 | Spaulding #3 | 0 | Pacific Gas & Electric (PG&E) | Nevada | 6.61 | 572 | WAT | 1929/01/01 00:00:00+00 | Y | West
-120.1045 | 39.4704 | 2517 | H0497 | Stampede | 0 | United States Bureau of Reclamation | Sierra | 3.65 | 1, 2 | WAT | 1988/01/01 00:00:00+00 | Y | West
-120.0315 | 39.4198 | 2518 | H0178 | Farad (Non-operational since 1997) | 1 | Sierra Pacific Resources | Nevada | 2.8 | 1, 2 | WAT | 1933/01/01 00:00:00+00 | Y | West
-122.5332 | 39.5868 | 2519 | H0500 | Stony Gorge | 0 | Silicon Valley Power | Glenn | 5 | 1, 2 | WAT | 1986/04/01 00:00:00+00 | Y | West
-121.8518 | 39.551 | 2520 | S9007 | Rice Mill Inc. Far West | 0 | Not Available | Butte | 1 | 1 | SUN | 2012/01/01 00:00:00+00 | Y | West
-121.6301 | 39.5148 | 2521 | H0510 | Thermalito (Unit 1 HY Unit 2-3-4 Pumping-Generating) | 0 | California Department of Water Resources | Butte | 115.1 | 1, 2, 3, 4 | WAT | 1968/11/01 00:00:00+00 | Y | West
-121.6005 | 39.6051 | 2522 | H0104 | Coal Canyon | 1 | Pacific Gas & Electric (PG&E) | Butte | 0.9 | 1 | WAT | 1907/12/01 00:00:00+00 | Y | West
-121.7264 | 39.6746 | 2523 | E0248 | Ameresco Butte County Neal Road Landfill | 0 | Ameresco Inc | Butte | 1 | Unit 1 | LFG | 2012/11/23 00:00:00+00 | Y | West
-121.4923 | 39.5429 | 2524 | H0164 | Edward C Hyatt (Unit 1,3,5 Pumping-Generating) | 0 | California Department of Water Resources | Butte | 644.25 | 1, 2, 3, 4, 5, 6 | WAT | 1968/03/01 00:00:00+00 | Y | West
-121.4912 | 39.5317 | 2525 | H0263 | Kelly Ridge | 0 | South Feather Water and Power | Butte | 10 | 1 | WAT | 1963/09/01 00:00:00+00 | Y | West
-121.5463 | 39.5288 | 2526 | H0511 | Thermalito Diversion Dam | 0 | California Department of Water Resources | Butte | 2.97 | TD1 | WAT | 1987/07/01 00:00:00+00 | Y | West
-121.4594 | 39.5083 | 2527 | S9185 | Pristine Sun Fund 6 Butte PGE LLC_(2096_Cotton) | 0 | Not Available | Butte | 1 | Unit 1 | SUN | 2013/12/31 00:00:00+00 | Y | West
-121.2787 | 39.551 | 2528 | H0191 | Forbestown | 0 | South Feather Water and Power | Butte | 39.7 | 1 | WAT | 1963/10/01 00:00:00+00 | Y | West
-121.2962 | 39.5589 | 2529 | H0427 | Kanaka | 0 | Grey Rock LLC | Butte | 1.12 | KAN1 | WAT | 1988/12/01 00:00:00+00 | Y | West
-121.2041 | 39.5539 | 2530 | H0573 | Woodleaf | 0 | South Feather Water and Power | Butte | 55 | 1 | WAT | 1963/11/01 00:00:00+00 | Y | West
-121.0958 | 39.53 | 2531 | H0362 | Deadwood Creek | 0 | Not Available | Yuba | 2 | 1 | WAT | 1993/12/01 00:00:00+00 | Y | West
-121.1196 | 39.5805 | 2532 | H0484 | Sly Creek | 0 | South Feather Water and Power | Butte | 13.2 | 1 | WAT | 1983/07/01 00:00:00+00 | Y | West
-120.5817 | 39.5657 | 2533 | H0226 | Lower Haypress Hydroelectric | 0 | Grey Rock LLC | Sierra | 5 | L GEN | WAT | 1989/01/01 00:00:00+00 | Y | West
-120.5969 | 39.5657 | 2534 | H0623 | Middle Haypress Hydroelectric | 0 | Grey Rock LLC | Sierra | 5 | U GEN | WAT | 1988/12/01 00:00:00+00 | Y | West
-120.2397 | 39.6701 | 2535 | E0084 | SPI - Loyalton - Shut Down 08/20/2010 | 1 | Sierra Pacific Industries Inc | Sierra | 20 | GEN 1 | WDS | 1989/09/01 00:00:00+00 | Y | West
-112.5799 | 39.5099 | 2536 | C0023 | Intermountain Power Project (UT) | 0 | Los Angeles Department of Water & Power (LADWP) | Millard | 1800 | Unit 1, Unit 2 | BIT | 1986/06/09 00:00:00+00 | N | East
-122.3323 | 39.8149 | 2537 | H0046 | Black Butte | 0 | Silicon Valley Power | Tehama | 6.4 | 1 | WAT | 1988/01/01 00:00:00+00 | Y | West
-122.1557 | 39.7624 | 2538 | H0235 | Highline Canal | 0 | Silicon Valley Power | Glenn | 0.5 | 1 | WAT | 1989/03/01 00:00:00+00 | Y | West
-122.1763 | 39.6992 | 2539 | S0583 | Enerparc CA2 | 0 | Adapture Renewables, Inc. | Glenn | 1.5 | Unit 1 | SUN | 2016/03/01 00:00:00+00 | Y | West
-121.8159 | 39.7237 | 2540 | G1036 | Sierra Nevada Brewing | 0 | Sierra Nevada Brewing Company | Butte | 5 | Fuel Cell, Microturbines, Solar | NG, SUN | 2005/05/01 00:00:00+00 | N | West
-121.9092 | 39.696 | 2541 | S9021 | City of Chico | 0 | Not Available | Butte | 1 | 1 | SUN | 2012/01/01 00:00:00+00 | Y | West
-121.7703 | 39.702 | 2542 | S9186 | Pristine Sun Fund 6 Butte PGE LLC_(2129_Ballard) | 0 | Not Available | Butte | 1 | Unit 1 | SUN | 2013/12/31 00:00:00+00 | Y | West
-121.6574 | 39.7889 | 2543 | H0092 | Centerville | 0 | Pacific Gas & Electric (PG&E) | Butte | 7.3 | 1, 2 | WAT | 1900/06/01 00:00:00+00 | Y | West
-121.571 | 39.6988 | 2544 | H0287 | Lime Saddle | 0 | Pacific Gas & Electric (PG&E) | Butte | 2 | 1, 2 | WAT | 1906/08/01 00:00:00+00 | Y | West
-121.4098 | 39.8259 | 2545 | H0121 | Cresta | 0 | Pacific Gas & Electric (PG&E) | Butte | 70 | Unit 541, Unit 542 | WAT | 1949/11/23 00:00:00+00 | Y | West
-121.4697 | 39.7228 | 2546 | H0395 | Poe | 0 | Pacific Gas & Electric (PG&E) | Butte | 120 | Unit 548, Unit 549 | WAT | 1958/10/26 00:00:00+00 | Y | West
-120.6329 | 39.7548 | 2547 | H0209 | Graeagle | 0 | Northern California Power Agency | Plumas | 0.44 | 1 | WAT | 1981/12/28 00:00:00+00 | Y | West
-120.4642 | 39.804 | 2548 | G0461 | Portola - Retired 12/31/2002 | 1 | Sierra Pacific Resources | Plumas | 6 | 1, 2, 3 | OIL | 1965/01/01 00:00:00+00 | N | West
-122.1731 | 39.9494 | 2549 | S9313 | Pristine Sun Fund 5 LLC_(2040_Alvares) | 0 | Not Available | Tehama | 1.5 | Unit 1 | SUN | 2013/12/31 00:00:00+00 | Y | West
-122.1732 | 39.9473 | 2550 | S9315 | Pristine Sun Fund 5 LLC_(2039_Flournoy) | 0 | Not Available | Tehama | 1 | Unit 1 | SUN | 2013/12/31 00:00:00+00 | Y | West
-122.1739 | 39.9367 | 2551 | S9317 | Pristine Sun Fund 5 LLC_(2020_Rolf) | 0 | Not Available | Tehama | 0.5 | Unit 1 | SUN | 2013/12/31 00:00:00+00 | Y | West
-121.6322 | 39.8708 | 2552 | H0130 | DeSabla | 0 | Pacific Gas & Electric (PG&E) | Butte | 18.5 | Unit 543 | WAT | 1963/02/28 00:00:00+00 | Y | West
-121.6318 | 39.8692 | 2553 | H0192 | Forks of Butte Hydro Project | 0 | Hypower Inc | Butte | 13.3 | GEN 1 | WAT | 1992/03/01 00:00:00+00 | Y | West
-121.5934 | 39.8935 | 2554 | H0518 | Toadtown | 0 | Pacific Gas & Electric (PG&E) | Butte | 1.8 | 1 | WAT | 1986/04/01 00:00:00+00 | Y | West
-121.2494 | 40.0075 | 2555 | H0023 | Belden | 0 | Pacific Gas & Electric (PG&E) | Plumas | 117.9 | Unit 552 | WAT | 1969/09/14 00:00:00+00 | Y | West
-121.3277 | 39.9106 | 2556 | H0052 | Bucks Creek | 0 | Pacific Gas & Electric (PG&E) | Plumas | 58 | Unit 530, Unit 531 | WAT | 1928/03/04 00:00:00+00 | Y | West
-121.2793 | 39.8892 | 2557 | H0213 | Grizzly | 0 | Silicon Valley Power | Plumas | 21 | 1 | WAT | 1993/11/01 00:00:00+00 | Y | West
-121.3453 | 39.9052 | 2558 | H0417 | Rock Creek | 0 | Pacific Gas & Electric (PG&E) | Plumas | 112 | Unit 550, Unit 551 | WAT | 1950/03/01 00:00:00+00 | Y | West
-120.9091 | 39.9413 | 2559 | E0081 | SPI - Quincy | 0 | Sierra Pacific Industries Inc | Plumas | 62.77 | GEN 1, GEN 2, GEN 3 | WDS | 1986/12/01 00:00:00+00 | Y | West
-117.8553 | 39.9673 | 2560 | T0077 | Dixie Valley Geothermal (Nevada) | 0 | Terra-Gen Dixie Valley LLC | Churchill | 66.7 | Unit 1, Unit 2 | GEO | 1987/07/05 00:00:00+00 | Y | East
-123.509 | 40.0941 | 2561 | H0428 | Kekawaka | 0 | Grey Rock LLC | Trinity | 5 | KEK1 | WAT | 1989/12/01 00:00:00+00 | Y | West
-123.5231 | 40.1998 | 2562 | H0512 | Three Forks Water Power Project | 0 | Norman Ross Burgess | Trinity | 1.3 | Unit 1 | WAT | 1984/12/28 00:00:00+00 | Y | West
-122.3314 | 40.1827 | 2563 | S9316 | Pristine Sun Fund 5 LLC_(2158_Stroing) | 0 | Not Available | Tehama | 0.75 | Unit 1 | SUN | 2013/12/31 00:00:00+00 | Y | West
-122.2125 | 40.1502 | 2564 | G0897 | Red Bluff | 0 | California Power Holdings LLC | Tehama | 44.8 | Unit 1, Unit 10, Unit 11, Unit 12, Unit 13, Unit 14, Unit 15, Unit 16, Unit 2, Unit 3, Unit 4, Unit 5, Unit 6, Unit 7, Unit 8, Unit 9 | NG | 2001/07/01 00:00:00+00 | N | West
-122.2574 | 40.1777 | 2565 | S9314 | Pristine Sun Fund 5 LLC_(2119_Lvvorn) | 0 | Not Available | Tehama | 1 | Unit 1 | SUN | 2013/12/31 00:00:00+00 | Y | West
-122.1864 | 40.0673 | 2566 | S9318 | Pristine Sun Fund 5 LLC_(2065_Rogers) | 0 | Not Available | Tehama | 0.5 | Unit 1 | SUN | 2013/12/31 00:00:00+00 | Y | West
-122.2252 | 40.117 | 2567 | S9319 | Pristine Sun Fund 5 LLC_(2041_Alvares) | 0 | Not Available | Tehama | 0.25 | Unit 1 | SUN | 2013/12/31 00:00:00+00 | Y | West
-122.1251 | 40.1008 | 2568 | S9084 | Wal-Mart | 0 | Not Available | Tehama | 1 | 1 | SUN | 2012/01/01 00:00:00+00 | Y | West
-122.1252 | 40.1013 | 2569 | S9089 | Charles R. Crain Jr. | 0 | Not Available | Tehama | 1 | 1 | SUN | 2012/01/01 00:00:00+00 | Y | West
-122.1942 | 40.1114 | 2570 | W0400 | Wal-Mart Red Bluff | 0 | Foundation Windpower | Tehama | 1 | WPRS 1 | WND | 2012/09/01 00:00:00+00 | Y | West
-122.1941 | 40.1216 | 2571 | S0707 | SPI - Red Bluff | 0 | Sierra Pacific Industries Inc | Tehama | 8.4 | Unit 1 | SUN | 2020/05/01 00:00:00+00 | Y | West
-121.1907 | 40.1757 | 2572 | H0057 | Butt Valley | 0 | Pacific Gas & Electric (PG&E) | Plumas | 40 | Unit 532 | WAT | 1958/12/31 00:00:00+00 | Y | West
-121.1482 | 40.0855 | 2573 | H0087 | Caribou #1 | 0 | Pacific Gas & Electric (PG&E) | Plumas | 73.8 | Unit 533, Unit 534, Unit 535 | WAT | 1921/05/06 00:00:00+00 | Y | West
-121.1494 | 40.086 | 2574 | H0088 | Caribou #2 | 0 | Pacific Gas & Electric (PG&E) | Plumas | 120 | Unit 536, Unit 537 | WAT | 1958/11/09 00:00:00+00 | Y | West
-121.1614 | 40.0753 | 2575 | H0364 | Oak Flat | 0 | Pacific Gas & Electric (PG&E) | Plumas | 1.4 | 1 | WAT | 1985/11/01 00:00:00+00 | Y | West
-120.1274 | 40.1485 | 2576 | S0697 | PSREC/SIAD Solar | 0 | Plumas Sierra Rural Electric Cooperative | Lassen | 2.5 | Unit 1 | SUN | 2018/09/20 00:00:00+00 | Y | West
-123.4345 | 40.3698 | 2577 | H0241 | Gosselin Hydroelectric Plant | 0 | Humboldt Bay Municipal Water District | Trinity | 2 | GEN 1, GEN 2 | WAT | 1983/06/01 00:00:00+00 | Y | West
-122.2739 | 40.3681 | 2578 | S9312 | Pristine Sun Fund 5 LLC_(2021_Doran) | 0 | Not Available | Tehama | 1.5 | Unit 1 | SUN | 2013/12/31 00:00:00+00 | Y | West
-122.1219 | 40.4046 | 2579 | H0106 | Coleman | 0 | Pacific Gas & Electric (PG&E) | Shasta | 13 | Unit 526 | WAT | 1979/06/19 00:00:00+00 | Y | West
-121.9655 | 40.401 | 2580 | H0244 | Inskip | 0 | Pacific Gas & Electric (PG&E) | Tehama | 7.65 | 1 | WAT | 1979/10/01 00:00:00+00 | Y | West
-121.879 | 40.3953 | 2581 | H0486 | South | 0 | Pacific Gas & Electric (PG&E) | Tehama | 6.75 | 1 | WAT | 1979/12/01 00:00:00+00 | Y | West
-121.244 | 40.3021 | 2582 | E0026 | Collins Pine Co Project | 1 | Collins Pine Co | Plumas | 17 | GEN4, GEN5 | WDS | 1985/12/01 00:00:00+00 | Y | West
-121.0894 | 40.2687 | 2583 | H0218 | Hamilton Branch | 0 | Pacific Gas & Electric (PG&E) | Plumas | 5.39 | 1, 2 | WAT | 1921/08/01 00:00:00+00 | Y | West
-121.0178 | 40.2974 | 2584 | E0056 | Mount Lassen Power (Retired 2011) | 1 | Mt Lassen Power | Lassen | 11.4 | GEN 1 | WDS | 1985/06/01 00:00:00+00 | Y | West
-120.2648 | 40.3683 | 2585 | E0041 | HL Power Company (Honey Lake) | 0 | HL Power Co | Lassen | 35.5 | GEN 1 | WDS | 1989/07/26 00:00:00+00 | Y | West
-120.2323 | 40.348 | 2586 | T0001 | Amedee Geothermal Venture I (800 kW) | 0 | Prim and Associates | Lassen | 4.1 | IND, SYN | GEO | 1988/08/01 00:00:00+00 | Y | West
-124.1045 | 40.4811 | 2587 | E0063 | Scotia | 0 | Humboldt Redwood Company, LLC | Humboldt | 32.5 | #3, Gen A, Gen B | WDS | 1935/04/21 00:00:00+00 | Y | West
-123.7255 | 40.5264 | 2588 | H0547 | Baker Station Hydro | 0 | Not Available | Humboldt | 1.5 | Unit 1 | WAT | 1987/12/10 00:00:00+00 | Y | West
-122.4531 | 40.4754 | 2589 | S9302 | Pristine Sun Fund 5 LLC_(2113_Fritzjarrell) | 0 | Not Available | Shasta | 1 | Unit 1 | SUN | 2013/12/31 00:00:00+00 | Y | West
-122.3289 | 40.4732 | 2590 | E0165 | Wheelabrator Hudson Energy - Retired 2003 and 2014 | 1 | Wheelabrator Hudson Energy Co Inc | Shasta | 13.6 | 1, 1-RP | OBG | 1982/01/01 00:00:00+00 | Y | West
-122.3234 | 40.4723 | 2591 | E0174 | SPI - Anderson (Retired 7/27/2015) | 1 | Sierra Pacific Industries Inc | Shasta | 4 | GEN1 | WDS | 1999/01/01 00:00:00+00 | Y | West
-122.3235 | 40.4719 | 2592 | E0301 | SPI-Anderson 2 | 0 | Sierra Pacific Industries Inc | Shasta | 30.15 | GEN2 | WDS | 2015/07/27 00:00:00+00 | Y | West
-122.4236 | 40.5094 | 2593 | G0487 | Redding Power | 0 | City of Redding Electric Utility | Shasta | 183.1 | 1, 2, 3, 4, 5, 6 | NG | 1996/01/01 00:00:00+00 | N | West
-122.2684 | 40.4371 | 2594 | G0563 | Wheelabrator Lassen (Retired 5/2013) | 1 | Wheelabrator Technologies Inc | Shasta | 38.8 | 1 | NG | 1983/01/01 00:00:00+00 | N | West
-122.2792 | 40.4285 | 2595 | E0086 | Wheelabrator Shasta | 0 | Wheelabrator Technologies Inc | Shasta | 62.75 | Unit 4, Units 1-3 | WDS | 1987/01/01 00:00:00+00 | Y | West
-122.021 | 40.5708 | 2596 | H0118 | Cow Creek | 0 | Pacific Gas & Electric (PG&E) | Shasta | 1.44 | 1, 2 | WAT | 1907/01/01 00:00:00+00 | Y | West
-121.9592 | 40.5344 | 2597 | H0507 | Bear Creek | 0 | Central Rivers Power | Shasta | 3.2 | GEN1 | WAT | 1990/01/01 00:00:00+00 | Y | West
-121.8427 | 40.4579 | 2598 | H0237 | Ponderosa Bailey Creek | 0 | Snow Mountain Hydro LLC | Shasta | 1.1 | GEN1 | WAT | 1990/02/25 00:00:00+00 | Y | West
-121.867 | 40.4591 | 2599 | H0545 | Volta #1 | 0 | Pacific Gas & Electric (PG&E) | Shasta | 8.55 | 1 | WAT | 1980/04/01 00:00:00+00 | Y | West
-121.8621 | 40.4519 | 2600 | H0546 | Volta #2 | 0 | Pacific Gas & Electric (PG&E) | Shasta | 1 | 931 | WAT | 1981/10/30 00:00:00+00 | Y | West
-120.6454 | 40.4086 | 2601 | E0082 | SPI - Susanville - Shut Down 2004 | 1 | Sierra Pacific Industries Inc | Lassen | 14.34 | GEN 1, GEN 2 | WDS | 1985/11/01 00:00:00+00 | Y | West
-120.5178 | 40.4096 | 2602 | G1051 | High Sierra Cogeneration Power Plant | 0 | Plumas Sierra Rural Electric Cooperative | Lassen | 6 | HS | NG | 2010/02/26 00:00:00+00 | N | West
-124.2086 | 40.741 | 2603 | G0268 | Humboldt Bay | 0 | Pacific Gas & Electric (PG&E) | Humboldt | 304 | Unit 101, Unit 102, Unit 332, Unit 333, Unit 401, Unit 402, Unit 403, Unit 404, Unit 405, Unit 406, Unit 407, Unit 408, Unit 409, Unit 410 | NG | 1956/12/26 00:00:00+00 | N | West
-123.498 | 40.6467 | 2604 | H0037 | Big Creek Water Works | 0 | Big Creek Water Works Ltd | Trinity | 5 | BCHY | WAT | 1987/01/01 00:00:00+00 | Y | West
-122.7938 | 40.7254 | 2605 | H0286 | Lewiston | 0 | United States Bureau of Reclamation | Trinity | 0.35 | 1 | WAT | 1964/02/01 00:00:00+00 | Y | West
-122.6269 | 40.6469 | 2606 | H0257 | Judge F Carr | 0 | United States Bureau of Reclamation | Shasta | 154.4 | UNIT 1, UNIT 2 | WAT | 1963/05/01 00:00:00+00 | Y | West
-122.5387 | 40.5976 | 2607 | H0564 | Whiskeytown | 0 | City of Redding Electric Utility | Shasta | 3.5 | 1 | WAT | 1985/01/01 00:00:00+00 | Y | West
-122.4464 | 40.6119 | 2608 | H0270 | Keswick | 0 | United States Bureau of Reclamation | Shasta | 117 | UNIT 1, UNIT 2, UNIT 3 | WAT | 1950/03/01 00:00:00+00 | Y | West
-122.422 | 40.7174 | 2609 | H0475 | Shasta | 0 | United States Bureau of Reclamation | Shasta | 714 | UNIT 1, UNIT 2, UNIT 3, UNIT 4, UNIT 5, UNIT S1, UNIT S2 | WAT | 1949/04/01 00:00:00+00 | Y | West
-122.4675 | 40.6281 | 2610 | H0493 | Spring Creek | 0 | United States Bureau of Reclamation | Shasta | 180 | UNIT 1, UNIT 2 | WAT | 1964/01/01 00:00:00+00 | Y | West
-122.3197 | 40.6323 | 2611 | S9002 | Shasta College | 0 | Not Available | Shasta | 1 | 1 | SUN | 2012/01/01 00:00:00+00 | Y | West
-121.8732 | 40.6779 | 2612 | H0271 | Kilarc | 0 | Pacific Gas & Electric (PG&E) | Shasta | 3 | 1, 2 | WAT | 1904/06/01 00:00:00+00 | Y | West
-121.8907 | 40.6705 | 2613 | H0371 | Olsen | 0 | Synergics Energy Services LLC | Shasta | 5 | GEN1 | WAT | 1989/12/01 00:00:00+00 | Y | West
-121.4145 | 40.7576 | 2614 | H0238 | Lost Creek 1 | 0 | Snow Mountain Hydro LLC | Shasta | 1.1 | GEN1 | WAT | 1989/10/09 00:00:00+00 | Y | West
-124.203 | 40.7994 | 2615 | E0037 | DG Fairhaven Power Plant | 0 | EWP Renewable Corp | Humboldt | 15 | GEN 1 | WDS | 1986/09/15 00:00:00+00 | Y | West
-124.1958 | 40.8052 | 2616 | E0048 | Samoa Pulp Mill (Closed) - Retired December 2008 | 1 | Evergreen Pulp Incorporated | Humboldt | 20 | GEN1 | BLQ | 1965/05/01 00:00:00+00 | Y | West
-124.1944 | 40.8054 | 2617 | E0088 | Humboldt Pulp Mill - Retired Dec 2003 | 1 | Simpson Paper Co | Humboldt | 28 | GEN1 | OGW | 1966/01/01 00:00:00+00 | Y | West
-123.9949 | 40.8776 | 2618 | E0097 | Blue Lake | 0 | LandGas Technology LLC | Humboldt | 27.6 | GEN1, GEN1-Repower | WDS | 1985/07/01 00:00:00+00 | Y | West
-122.7626 | 40.7973 | 2619 | H0520 | Trinity | 0 | United States Bureau of Reclamation | Trinity | 140 | UNIT 1, UNIT 2 | WAT | 1964/02/01 00:00:00+00 | Y | West
-121.9565 | 40.8468 | 2620 | H0168 | Montgomery Creek Hydro | 0 | Central Rivers Power | Shasta | 2.6 | 1 | WAT | 1987/01/01 00:00:00+00 | Y | West
-121.9488 | 40.8714 | 2621 | H0236 | Cove Hydroelectric | 0 | Snow Mountain Hydro LLC | Shasta | 5 | GEN 1 | WAT | 1990/02/20 00:00:00+00 | Y | West
-121.9484 | 40.882 | 2622 | H0322 | Roaring Creek | 0 | Hydrodynamics | Shasta | 2 | UNIT 1 | WAT | 1987/01/01 00:00:00+00 | Y | West
-121.9929 | 40.9226 | 2623 | H0392 | Pit #6 | 0 | Pacific Gas & Electric (PG&E) | Shasta | 80 | Unit 522, Unit 523 | WAT | 1965/08/14 00:00:00+00 | Y | West
-121.9907 | 40.8474 | 2624 | H0393 | Pit #7 | 0 | Pacific Gas & Electric (PG&E) | Shasta | 112 | Unit 524, Unit 525 | WAT | 1965/09/10 00:00:00+00 | Y | West
-121.9204 | 40.8742 | 2625 | H0321 | Hatchet Creek Project | 0 | Hydrodynamics | Shasta | 7 | UNIT 1 | WAT | 1987/01/01 00:00:00+00 | Y | West
-121.8138 | 40.909 | 2626 | W0369 | Hatchet Ridge Wind, LLC | 0 | Hatchet Ridge Wind LLC | Shasta | 101.2 | WPRS 1 | WND | 2010/11/19 00:00:00+00 | Y | West
-121.7225 | 40.858 | 2627 | H0240 | Burney Creek | 0 | Snow Mountain Hydro LLC | Shasta | 3 | GEN1 | WAT | 1990/03/28 00:00:00+00 | Y | West
-121.7203 | 40.8796 | 2628 | E0005 | Burney Forest Products | 0 | Burney Forest Power | Shasta | 31 | 1 | WDS | 1989/10/01 00:00:00+00 | Y | West
-121.7016 | 40.8765 | 2629 | E0078 | SPI - Burney | 0 | Sierra Pacific Industries Inc | Shasta | 20 | GEN 1 | WDS | 1986/10/01 00:00:00+00 | Y | West
-121.6396 | 40.91 | 2630 | E0006 | Burney Mountain Power (Retired 10/31/2010) | 1 | Burney Mountain Power | Shasta | 11 | GEN 1 | WDS | 1985/01/01 00:00:00+00 | Y | West
-121.5445 | 40.9293 | 2631 | H0221 | Hat Creek #1 | 0 | Pacific Gas & Electric (PG&E) | Shasta | 9.9 | 1 | WAT | 1921/08/01 00:00:00+00 | Y | West
-121.448 | 40.8014 | 2632 | H0323 | Bidwell Ditch | 0 | Hydrodynamics | Shasta | 2 | UNIT 1 | WAT | 1987/01/01 00:00:00+00 | Y | West
-122.4562 | 40.9769 | 2633 | H0483 | Slate Creek | 0 | Central Rivers Power | Shasta | 4.2 | GEN1 | WAT | 1990/05/01 00:00:00+00 | Y | West
-121.9752 | 40.9923 | 2634 | H0250 | James B Black | 0 | Pacific Gas & Electric (PG&E) | Shasta | 172 | Unit 501, Unit 502 | WAT | 1965/12/17 00:00:00+00 | Y | West
-121.9776 | 40.9862 | 2635 | H0391 | Pit #5 | 0 | Pacific Gas & Electric (PG&E) | Shasta | 160 | Unit 517, Unit 518, Unit 519, Unit 521 | WAT | 1944/04/29 00:00:00+00 | Y | West
-121.8697 | 40.9924 | 2636 | H0349 | Nelson Creek | 0 | Nelson Creek Power Inc | Shasta | 1.1 | 1 | WAT | 1988/12/20 00:00:00+00 | Y | West
-121.7479 | 40.9975 | 2637 | H0389 | Pit #3 | 0 | Pacific Gas & Electric (PG&E) | Shasta | 69 | Unit 512, Unit 513, Unit 514 | WAT | 1925/07/15 00:00:00+00 | Y | West
-121.8493 | 40.9863 | 2638 | H0390 | Pit #4 | 0 | Pacific Gas & Electric (PG&E) | Shasta | 95 | Unit 515, Unit 516 | WAT | 1955/10/01 00:00:00+00 | Y | West
-121.5487 | 40.9606 | 2639 | H0222 | Hat Creek #2 | 0 | Pacific Gas & Electric (PG&E) | Shasta | 9.9 | 1 | WAT | 1921/09/01 00:00:00+00 | Y | West
-121.4982 | 40.9908 | 2640 | H0388 | Pit #1 | 0 | Pacific Gas & Electric (PG&E) | Shasta | 63 | Unit 509, Unit 511 | WAT | 1922/09/30 00:00:00+00 | Y | West
-121.4242 | 41.032 | 2641 | S0300 | Fall River Mills Project A & B | 0 | PSEG Solar Source LLC | Shasta | 3 | W3985, W3986 | SUN | 2014/03/05 00:00:00+00 | Y | West
-121.4294 | 41.0562 | 2642 | S9300 | Ignite Solar LLC_(Achomawi) | 0 | Not Available | Shasta | 1.5 | Unit 1 | SUN | 2013/12/31 00:00:00+00 | Y | West
-121.4294 | 41.0562 | 2643 | S9301 | Ignite Solar LLC_(Ahjumawi) | 0 | Not Available | Shasta | 1.5 | Unit 1 | SUN | 2013/12/31 00:00:00+00 | Y | West
-121.256 | 40.9765 | 2644 | H0311 | Muck Valley Hydroelectric | 0 | Malacha Hydro Ltd Partnership | Lassen | 29.9 | GEN1 | WAT | 1988/12/01 00:00:00+00 | Y | West
-122.3288 | 41.2804 | 2645 | H0284 | Box Canyon | 0 | Siskiyou County | Siskiyou | 10 | 48-1, 48-2 | WAT | 1986/06/08 00:00:00+00 | Y | West
-121.1372 | 41.1331 | 2646 | E0003 | Big Valley Power LLC_(Retired June 30 2010) | 1 | Big Valley Power LLC | Lassen | 9.38 | BVP 1 | WDS | 1983/07/01 00:00:00+00 | Y | West
-122.3769 | 41.4343 | 2647 | E0243 | Roseburg Forest Products (Weed Cogeneration Plant) | 0 | Roseburg Forest Products | Siskiyou | 13.39 | Turbine | OBS | 2011/01/01 00:00:00+00 | Y | West
-122.3353 | 41.9789 | 2648 | H0111 | Copco 1 | 0 | PacifiCorp | Siskiyou | 20 | 1, 2 | WAT | 1918/01/01 00:00:00+00 | Y | West
-122.3581 | 41.9757 | 2649 | H0112 | Copco 2 | 0 | PacifiCorp | Siskiyou | 27 | 1, 2 | WAT | 1925/07/01 00:00:00+00 | Y | West
-122.3604 | 41.9856 | 2650 | H0177 | Fall Creek | 0 | PacifiCorp | Siskiyou | 2.2 | 1, 2, 3 | WAT | 1903/09/01 00:00:00+00 | Y | West
-122.4368 | 41.933 | 2651 | H0245 | Iron Gate | 0 | PacifiCorp | Siskiyou | 18 | 1 | WAT | 1962/02/01 00:00:00+00 | Y | West
-118.2722 | 35.0514 | 2652 | W0470 |  | 0 | Terra-Gen Operating Company |  | 131.1 | WPRS 1 | WND | 2020/01/01 00:00:00+00 | Y | East
-121.4536 | 36.504 | 2653 | W0474 |  | 0 | Foundation Windpower |  | 1.79 | WPRS 1 | WND | 2020/09/11 00:00:00+00 | Y | West
-121.3707 | 36.4742 | 2654 | W0475 |  | 0 | Foundation Windpower |  | 1.79 | WPRS 1 | WND | 2020/09/11 00:00:00+00 | Y | West
-121.3508 | 36.4575 | 2655 | W0476 |  | 0 | Foundation Windpower |  | 1.79 | WPRS 1 | WND | 2018/09/01 00:00:00+00 | Y | West
-118.7646 | 35.3506 | 2656 | G1079 | Berry Cogen Pan Fee | 0 | Berry Petroleum LLC | Kern | 5.7 | Unit 1 | NG | 2017/09/21 00:00:00+00 | N | East
-118.7646 | 35.3506 | 2657 | G1080 | Berry Cogen 21Z | 0 | Berry Petroleum LLC | Kern | 5.7 | Unit 1 | NG | 2017/09/21 00:00:00+00 | N | East
-121.2292 | 38.6327 | 2658 | H0627 | White Rock/South Fork Powerhouse | 0 | Sacramento Municipal Utility District (SMUD) | El Dorado | 2.68 | H3 | WAT | 2020/12/04 00:00:00+00 | Y | West
-118.1325 | 34.9436 | 2659 | S0657 | North Rosamond Solar | 0 | Duke Energy Renewables | Kern | 150 | Unit 1 | SUN | 2019/04/26 00:00:00+00 | Y | East
-123.8262 | 40.1186 | 2660 | S0672 | Redway Solar | 0 | Not Available | Humboldt | 6.5 | Unit 1 | SUN | 2016/08/10 00:00:00+00 | Y | West
-122.3515 | 38.4409 | 2661 | S0673 | Rector Solar | 0 | Not Available | Tulare | 14 | Unit 1 | SUN | 2016/11/22 00:00:00+00 | Y | West
-118.2594 | 34.0493 | 2662 | S0674 | CREST Contracts | 0 | Not Available | Los Angeles | 4 | Unit 1 | SUN | 2016/03/16 00:00:00+00 | Y | East
-118.8202 | 36.1286 | 2663 | S0675 | Springville Solar | 0 | Not Available | Tulare | 14 | Unit 1 | SUN | 2016/11/22 00:00:00+00 | Y | East
-117.2307 | 34.0865 | 2664 | S0676 | Victor Solar | 0 | Not Available | San Bernardino | 24.5 | Unit 1 | SUN | 2017/06/02 00:00:00+00 | Y | East
-124.1063 | 40.972 | 2665 | S0726 | Redwood Coast Airport Microgrid | 0 | Redwood Coast Energy Authority | Humboldt | 2.31 | Unit 1 | SUN | 2021/12/22 00:00:00+00 | Y | West
-116.1069 | 32.5907 | 2666 | W0483 | Energia Sierra Juarez Wind Project Expansion | 0 | Energia Sierra Juarez S de RL de CV | Tecate | 108 | ESJ_2 | WND | 2021/12/21 00:00:00+00 | Y | East
-120.2476 | 36.8463 | 2667 | W9999 | CAISO In-State Wind Generation | 0 | Not Available | ALL | 5664 | CAISO Wind | WND | 2017/09/15 00:00:00+00 | Y | West
-117.198 | 32.7272 | 2668 | G1017 | Sheraton San Diego East Tower (shutdown August 2014) | 1 | Alliance Star Energy LLC | San Diego | 1 | 45, 47, 50, 51 | NG | 2005/11/01 00:00:00+00 | N | East
-117.1968 | 32.7487 | 2669 | S0400 | USMC Maintenance Officer | 0 | United States Marine Corps | San Diego | 1.53 | 1 | SUN | 2012/08/08 00:00:00+00 | Y | East
-117.2075 | 32.7314 | 2670 | S0401 | San Diego City Regional Airport Authority | 0 | San Diego City of | San Diego | 1.6 | 1 | SUN | 2015/02/05 00:00:00+00 | Y | East
-117.2458 | 32.6774 | 2671 | E0171 | Point Loma Wastewater Treatment Plant - Gas Utilization Facility | 0 | City of San Diego | San Diego | 4.6 | 1, 2 | OBG | 1985/06/01 00:00:00+00 | Y | East
-117.2082 | 32.7354 | 2672 | G0385 | Naval Training Center - Retired 12/31/2003 | 1 | Cabrillo Power II LLC (NRG West Coast Inc) | San Diego | 13 | Unit 1 | NG | 1968/09/21 00:00:00+00 | N | East
-117.2084 | 32.7416 | 2673 | G0386 | NTC MCRD Energy Facility - Retired 9/28/2018 | 1 | Applied Energy LLC | San Diego | 25.6 | GEN 1, GEN 2 | NG | 1989/05/01 00:00:00+00 | N | East
-117.2022 | 32.7317 | 2674 | S0720 | San Diego Airport Solar | 0 | San Diego County Regional Airport Authority | San Diego | 5.5 | Unit 1 | SUN | 2017/03/01 00:00:00+00 | Y | East
-117.0586 | 32.5914 | 2675 | G0924 | Chula Vista Energy Center LLC | 0 | Escondido Energy Center LLC | San Diego | 44 | 1 | NG | 2006/06/12 00:00:00+00 | N | East
-117.1765 | 32.7283 | 2676 | G0991 | Solar Turbines Inc. - Harbor Drive Plant (Testing Only) | 0 | Solar Turbines Incorporated | San Diego | 19.8 | 1, TestingUnits | NG | 2001/01/01 00:00:00+00 | N | East
-117.1194 | 32.67 | 2677 | G0389 | Naval Station - Retired December 2003 | 1 | Cabrillo Power II LLC (NRG West Coast Inc) | San Diego | 20 | Unit 1 | NG | 1976/09/01 00:00:00+00 | N | East
-117.1893 | 32.7048 | 2678 | G0398 | North Island - Retired December 2003 | 1 | Cabrillo Power II LLC (NRG West Coast Inc) | San Diego | 34 | Unit 1, Unit 2 | NG | 1972/06/02 00:00:00+00 | N | East
-117.1898 | 32.7053 | 2679 | G0399 | NAS North Island Energy Facility - Retired 9/28/2018 | 1 | Applied Energy LLC | San Diego | 46.2 | GEN 1, GEN 2 | NG | 2009/05/01 00:00:00+00 | N | East
-117.1748 | 32.7286 | 2680 | G0568 | Patio Test Cell Solar Turbines Inc (see G0990 G0991) | 1 | Solar Turbines Incorporated | San Diego | 9.9 | TEST CELL | NG | 1980/07/01 00:00:00+00 | N | East
-117.0966 | 32.6148 | 2681 | G0571 | South Bay Power Plant - Retired December 2010 | 1 | San Diego Unified Port District (Dynergy) | San Diego | 709 | 1, 2, 3, 4, GT | NG | 1960/07/23 00:00:00+00 | N | East
-117.1225 | 32.6793 | 2682 | G0626 | Naval Station Energy Facility - Retired 9/28/2018 | 1 | Applied Energy LLC | San Diego | 55.1 | GEN 1, GEN 2, GEN 3 | NG | 1989/07/01 00:00:00+00 | N | East
-117.0114 | 32.5986 | 2683 | E0061 | Otay 1 & 2 Power Station (Retired 12/13/2019) | 1 | Otay Landfill Gas LLC | San Diego | 3.7 | 1, 2 | LFG | 1986/12/01 00:00:00+00 | Y | East
-117.1469 | 32.6946 | 2684 | G0290 | CP Kelco - San Diego Plant | 0 | C P Kelco | San Diego | 28 | GEN1, GEN2, GEN3 | NG | 1983/12/01 00:00:00+00 | N | East
-117.1463 | 32.7263 | 2685 | G0388 | Naval Hospital Medical Center | 0 | Navy Public Works | San Diego | 12.3 | 1TG, 1TG_OLD, 2TG, 3TG, 4TG | NG | 2003/12/01 00:00:00+00 | N | East
-117.0114 | 32.6053 | 2686 | E0300 | Otay 3 Power Station (Retired 12/13/2019) | 1 | Otay Landfill Gas LLC | San Diego | 6.9 | 3-4, 5, 6 | OBG | 2007/03/08 00:00:00+00 | Y | East
-117.1891 | 32.7286 | 2687 | G0175 | Division - Retired Dec 2003 | 1 | Cabrillo Power II LLC (NRG West Coast Inc) | San Diego | 13 | Unit 1 | NG | 1968/11/01 00:00:00+00 | N | East
-117.0997 | 32.6321 | 2688 | G0281 | UTC Aerospace Systems Cogeneration Plant (Retired 9/29/2018) | 1 | United Technologies Corporation | San Diego | 9.48 | WRV151, WRV152, WRV153 | NG | 2002/04/26 00:00:00+00 | N | East
-117.1689 | 32.715 | 2689 | G0527 | Energy Center San Diego (formerly NRG Energy Inc) | 0 | Clearway Energy | San Diego | 1.5 | Unit #1, Unit #2 | NG | 1986/08/01 00:00:00+00 | N | East
-116.9178 | 32.5738 | 2690 | G1025 | Pio Pico Energy Center | 0 | Pio Pico Energy Center, LLC | San Diego | 336 | Unit 1A, Unit 1B, Unit 1C | NG | 2016/11/03 00:00:00+00 | N | East
-116.9309 | 32.5836 | 2691 | G0477 | Richard J Donovan Correctional Facility - Retired 12/31/2007 | 1 | Richard J Donovan Correctional Facility | San Diego | 3.2 | 3 | NG | 1987/01/01 00:00:00+00 | N | East
-116.9199 | 32.59 | 2692 | S0378 | San Diego - Alta Rd. EMDF Canopy | 0 | Longroad Energy | San Diego | 1 | 1 | SUN | 2011/12/02 00:00:00+00 | Y | East
-116.9955 | 32.6417 | 2693 | S0399 | Southwestern Community College | 0 | Southwestern Community College | San Diego | 1.13 | 1 | SUN | 2014/10/24 00:00:00+00 | Y | East
-116.9133 | 32.5736 | 2694 | G0785 | Otay Mesa Energy Center | 0 | Otay Mesa Energy Center, LLC | San Diego | 689 | OM1CT1, OM1CT2, OM1ST1 | NG | 2009/10/04 00:00:00+00 | N | East
-116.9442 | 32.5671 | 2695 | G0819 | Larkspur Energy LLC | 0 | Diamond Generating Corporation | San Diego | 90 | Larkspur1, Larkspur2 | NG | 2001/07/18 00:00:00+00 | N | East
-116.9435 | 32.5625 | 2696 | G0853 | Border - CalPeak Power | 0 | CalPeak Power - Border LLC | San Diego | 49.8 | 2 | NG | 2001/10/26 00:00:00+00 | N | East
-116.2705 | 32.6657 | 2697 | S9287 | LanWest Solar Farm LLC | 0 | Not Available | San Diego | 3.5 | Unit 1 | SUN | 2014/02/28 00:00:00+00 | Y | East
-116.3452 | 32.7324 | 2698 | W0359 | Kumeyaay Wind Farm | 0 | Terra-Gen Operating Company | San Diego | 50 | WPRS 1 | WND | 2005/12/21 00:00:00+00 | Y | East
-116.3514 | 32.7014 | 2699 | W0390 | Golden Acorn Casino | 0 | See WPRS for details | San Diego | 1 | WPRS 1 | WND | 2011/04/21 00:00:00+00 | Y | East
-116.1279 | 32.6233 | 2700 | S0594 | Jacumba Solar Farm | 0 | Not Available | San Diego | 20 | Unit 1 | SUN | 2017/07/25 00:00:00+00 | Y | East
-116.065 | 32.5747 | 2701 | W0460 | Energia Sierra Juarez, S. de R.L. de C.V. (Baja Mexico Wind) | 0 | Energia Sierra Juarez S de RL de CV | Tecate | 155.1 | ESJ_1 | WND | 2015/03/27 00:00:00+00 | Y | East
-115.7288 | 32.7474 | 2702 | S0258 | Campo Verde Solar Project | 0 | Campo Verde Solar LLC | Imperial | 197 | CVS1 | SUN | 2013/10/25 00:00:00+00 | Y | East
-115.6278 | 32.601 | 2703 | G9786 | Termoelectrica de Mexicali (TDM Mexicali Mexico) | 0 | Termoelectrica de Mexicali S de RL de CV | Mexicali | 680.85 | GT-1, GT-2, ST | NG | 2003/05/01 00:00:00+00 | N | East
-115.6295 | 32.5982 | 2704 | G9787 | La Rosita (INTERGEN Mexicali Mexico) | 0 | Energia Azteca X Sociedad Anonima de Capital Variable | Mexicali | 1353 | 1, CTG-1C, EAX-STG, EBC-CTG_and_STG | NG | 2003/07/20 00:00:00+00 | N | East
-115.4954 | 32.7012 | 2705 | H0146 | Double Weir (<1MW) | 0 | Imperial Irrigation District | Imperial | 0.56 | UNIT 1, UNIT 2 | WAT | 1960/06/01 00:00:00+00 | Y | East
-115.6472 | 32.6862 | 2706 | S0291 | Centinela Solar Energy | 0 | LS Power | Imperial | 172.6 | Unit 1, Unit 2 | SUN | 2013/10/01 00:00:00+00 | Y | East
-115.5406 | 32.7141 | 2707 | S0298 | Heber Solar Facility | 0 | AxInfra US LP | Imperial | 10 | Unit 1 | SUN | 2014/04/23 00:00:00+00 | Y | East
-115.6576 | 32.6658 | 2708 | S0440 | Imperial Solar Energy Center West | 0 | Tenaska Inc. | Imperial | 148.7 | Unit 1 | SUN | 2016/04/12 00:00:00+00 | Y | East
-115.5954 | 32.6765 | 2709 | S0655 | Mount Signal Solar Farm V (IVS 3 LLC) | 0 | Imperial Valley Solar 3, LLC | Imperial | 252.29 | Unit 1 | SUN | 2018/10/11 00:00:00+00 | Y | East
-115.6171 | 32.675 | 2710 | S0687 | Wistaria Ranch Solar | 0 | CED California Holdings LLC | Imperial | 100 | Unit 1 | SUN | 2018/11/19 00:00:00+00 | Y | East
-115.6292 | 32.6683 | 2711 | S0696 | Imperial Valley Solar 2 | 0 | D. E. Shaw | Imperial | 150 | Unit 1 | SUN | 2019/10/01 00:00:00+00 | Y | East
-115.6445 | 32.6755 | 2712 | S9174 | Silver Ridge Mount Signal (Imperial Valley Solar 1) | 0 | Not Available | Imperial | 200 | Unit 1 | SUN | 2013/10/01 00:00:00+00 | Y | East
-115.5179 | 32.7147 | 2713 | T0033 | Heber Geothermal Co | 0 | Heber Geothermal Co | Imperial | 81.5 | 1, GEN 2, GEN 3, GEN 4 | GEO | 1985/08/01 00:00:00+00 | Y | East
-115.5353 | 32.7145 | 2714 | T0051 | Second Imperial Geothermal Co SIGC Plant | 0 | Heber Geothermal Co | Imperial | 128 | Gen 1-12, Gen 13, Gen 14, Gen 1-6, Gen 7-12 | GEO | 1993/06/01 00:00:00+00 | Y | East
-115.392 | 32.6731 | 2715 | H0152 | Drop 5 | 0 | Imperial Irrigation District | Imperial | 4 | UNIT 1, UNIT 2 | WAT | 1982/03/01 00:00:00+00 | Y | East
-115.1261 | 32.7054 | 2716 | H0150 | Drop 3 | 0 | Imperial Irrigation District | Imperial | 9.8 | UNIT 1, UNIT 2 | WAT | 1941/02/20 00:00:00+00 | Y | East
-115.2191 | 32.7053 | 2717 | H0151 | Drop 4 | 0 | Imperial Irrigation District | Imperial | 19.6 | UNIT 1, UNIT 2 | WAT | 1950/08/09 00:00:00+00 | Y | East
-115.2826 | 32.6996 | 2718 | H0160 | East Highline | 0 | Imperial Irrigation District | Imperial | 2.42 | UNIT 1 | WAT | 1984/09/12 00:00:00+00 | Y | East
-114.9427 | 32.7116 | 2719 | H0147 | Drop 1 | 0 | Imperial Irrigation District | Imperial | 5.85 | UNIT 1, UNIT 2, UNIT 3 | WAT | 1984/11/16 00:00:00+00 | Y | East
-115.031 | 32.7054 | 2720 | H0149 | Drop 2 | 0 | Imperial Irrigation District | Imperial | 10 | UNIT 1, UNIT 2 | WAT | 1953/12/05 00:00:00+00 | Y | East
-114.7139 | 32.7366 | 2721 | H0385 | Pilot Knob | 0 | Imperial Irrigation District | Imperial | 33 | UNIT 1, UNIT 2 | WAT | 1957/01/31 00:00:00+00 | Y | East
-117.2001 | 32.9028 | 2722 | G1050 | Qualcomm Building Q Central Plant | 0 | Qualcomm Inc | San Diego | 4.54 | TG-1 | NG | 2013/07/18 00:00:00+00 | N | East
-117.2461 | 32.8871 | 2723 | G0521 | Salk Institute - Retired July 2004 | 1 | Salk Institute | San Diego | 1.3 | 1, 2 | NG | 1984/09/01 00:00:00+00 | N | East
-117.2309 | 32.7645 | 2724 | G0551 | 4160 V Cogeneration System (Retired 12/31/2003) | 1 | Sea World of California | San Diego | 2.4 | Unit 1, Unit 2, Unit 3, Unit 4 | NG | 1981/01/01 00:00:00+00 | N | East
-117.2362 | 32.9012 | 2725 | G1018 | Johnson & Johnson PR&D Plant | 1 | Johnson & Johnson Pharmaceutical Research & Development LLC | San Diego | 2.2 | Gen-1, Gen-2 | NG | 2003/10/31 00:00:00+00 | N | East
-117.2392 | 32.8742 | 2726 | S0129 | UCSD Solar PV System | 0 | University of California San Diego | San Diego | 1.2 | Unit 1 | SUN | 2008/06/01 00:00:00+00 | Y | East
-117.1971 | 32.8787 | 2727 | E0202 | MM San Diego LLC - North City | 0 | City of San Diego Public Utilities Department | San Diego | 3.8 | Gen 1-4 | LFG | 1999/03/01 00:00:00+00 | Y | East
-117.1974 | 32.8789 | 2728 | E0244 | North City Cogeneration Facility Expansion (NCCFE) | 0 | City of San Diego | San Diego | 1.6 | Unit 1 | LFG | 2013/11/12 00:00:00+00 | Y | East
-117.1967 | 32.8938 | 2729 | G0475 | Qualcomm Building P Central Plant | 0 | Qualcomm Inc | San Diego | 20.84 | DG-1, TG-1, TG-1-4, TG-2, TG-3, TG-4, TG-5 | NG | 1996/01/01 00:00:00+00 | N | East
-117.2394 | 32.8736 | 2730 | G0640 | University of California San Diego Cogeneration Facility | 0 | University of California San Diego | San Diego | 30 | Unit 1, Unit 2, Unit 3 | NG | 2001/07/01 00:00:00+00 | N | East
-117.2303 | 32.8755 | 2731 | G0646 | VA San Diego Cogeneration Plant (VA Hospital) | 0 | Veterans Administration Healthcare System San Diego | San Diego | 4.6 | 1 | NG | 2004/12/01 00:00:00+00 | N | East
-117.1956 | 32.9029 | 2732 | G0746 | Qualcomm Building W Power Plant | 0 | Qualcomm Inc | San Diego | 12.59 | DG-1, DG-2, DG-3, TG-1 | DFO | 2006/07/11 00:00:00+00 | N | East
-117.129 | 32.8163 | 2733 | G0990 | Solar Turbines Inc. - Kearny Mesa Plant (Testing Only) | 0 | Solar Turbines Incorporated | San Diego | 14.9 | 1, TestingUnits | NG | 2001/01/01 00:00:00+00 | N | East
-117.1654 | 32.8761 | 2734 | G1023 | Miramar Energy Facility 1 & 2 | 0 | San Diego Gas & Electric | San Diego | 95 | MEF 1, MEF 2 | NG | 2005/06/01 00:00:00+00 | N | East
-117.1637 | 32.7649 | 2735 | G0633 | Union Tribune Publishing Co (Retired 2014) | 1 | San Diego Union-Tribune Publishing Company | San Diego | 3 | UNIT 1 | NG | 1982/03/01 00:00:00+00 | N | East
-117.0458 | 32.7813 | 2736 | H0006 | Alvarado Hydro Facility | 1 | San Diego County Water Authority | San Diego | 2 | Unit 1, Unit 2 | WAT | 1985/04/01 00:00:00+00 | Y | East
-117.1137 | 32.937 | 2737 | H0612 | Rancho Penasquitos | 0 | San Diego County Water Authority | San Diego | 4.65 | RPHES-GEN | WAT | 2007/01/23 00:00:00+00 | Y | East
-117.1168 | 32.8914 | 2738 | E0054 | MM San Diego LLC - Miramar Landfill | 0 | OPAL Fuels | San Diego | 6.5 | UNT1-4 | LFG | 1997/07/01 00:00:00+00 | Y | East
-117.151 | 32.8425 | 2739 | E0205 | Miramar Energy LLC LFG | 0 | OPAL Fuels | San Diego | 3.2 | GEN 1, GEN 2 | LFG | 2012/05/01 00:00:00+00 | Y | East
-117.1524 | 32.7988 | 2740 | G0109 | Childrens Hospital #2 | 0 | Childrens Hospital & Health | San Diego | 5.22 | 1631, 1698, 1699, 1710, CG04566 | NG | 1993/02/01 00:00:00+00 | N | East
-117.0064 | 32.7796 | 2741 | G0241 | Grossmont Hospital | 0 | Sharp Grossmont Hospital | San Diego | 6.2 | GEN1, GEN2, Unit 1 | NG | 1983/08/01 00:00:00+00 | N | East
-117.1406 | 32.8195 | 2742 | G0298 | Kyocera Project | 0 | Kyocera America Inc | San Diego | 6.92 | 0088, 0089, 0095, 0096, A4Y00333, A4Z00287 | NG | 1989/02/01 00:00:00+00 | N | East
-117.1337 | 32.8339 | 2743 | G0289 | Kearny (Retired 12/31/2017) | 1 | Cabrillo Power II LLC (NRG West Coast Inc) | San Diego | 127 | Kearny 1, Kearny 2A, Kearny 2B, Kearny 2C, Kearny 2D, Kearny 3A, Kearny 3B, Kearny 3C, Kearny 3D | NG | 1972/04/01 00:00:00+00 | N | East
-117.1663 | 32.8763 | 2744 | G0360 | San Diego Combustion Turbines - Miramar 1A 1B (Retired 12/31/2016) | 1 | Cabrillo Power II LLC (NRG West Coast Inc) | San Diego | 33 | Unit 1A, Unit 1B | NG | 1972/05/15 00:00:00+00 | N | East
-117.0701 | 32.7784 | 2745 | G0511 | San Diego State University | 0 | San Diego State University | San Diego | 14.3 | GEN 1, GEN 2, GEN 3 | NG | 2002/09/01 00:00:00+00 | N | East
-116.9619 | 32.793 | 2746 | G0910 | Cuyamaca Peak Energy Plant (formely CalPeak El Cajon) | 0 | San Diego Gas & Electric | San Diego | 46.8 | 1 | NG | 2002/05/29 00:00:00+00 | N | East
-116.9721 | 32.7962 | 2747 | G0951 | El Cajon Energy Center | 0 | Wellhead Services Inc | San Diego | 49.23 | Gen 1 | NG | 2010/06/15 00:00:00+00 | N | East
-116.9602 | 32.8558 | 2748 | E0094 | Sycamore Landfill San Diego | 0 | Gas Recovery Systems Inc | San Diego | 7.16 | Unit 1, Unit 1old, Unit 2, Unit 2old, Unit 3 | LFG | 2011/05/13 00:00:00+00 | Y | East
-116.9722 | 32.7958 | 2749 | G0189 | El Cajon (retired 12/31/2016) | 1 | Cabrillo Power II LLC (NRG West Coast Inc) | San Diego | 13 | Unit 1 | NG | 1968/11/01 00:00:00+00 | N | East
-116.6004 | 32.8573 | 2750 | S9288 | Descanso Solar - CRE | 0 | Not Available | San Diego | 1.5 | Unit 1 | SUN | 2013/12/31 00:00:00+00 | Y | East
-116.3016 | 32.7622 | 2751 | W0467 | Tule Wind | 0 | See WPRS for details | San Diego | 131 | WPRS 1 | WND | 2018/01/05 00:00:00+00 | Y | East
-116.0494 | 32.7598 | 2752 | W0409 | Ocotillo Express LLC | 0 | Pettern Energy (Ocotillo LLC) | Imperial | 265.44 | WPRS 1 | WND | 2012/12/28 00:00:00+00 | Y | East
-115.6929 | 32.7507 | 2753 | S0255 | Imperial Solar Energy Center South | 0 | Tenaska Inc. | Imperial | 128.9 | 56819 | SUN | 2013/11/01 00:00:00+00 | Y | East
-115.7726 | 32.7935 | 2754 | S0677 | SEPV EAST | 0 | Not Available | Imperial | 3 | Unit 1 | SUN | 2018/01/01 00:00:00+00 | Y | East
-115.7814 | 32.7935 | 2755 | S0678 | SPEV WEST | 0 | Not Available | Imperial | 2 | Unit 1 | SUN | 2018/01/01 00:00:00+00 | Y | East
-115.6295 | 32.8893 | 2756 | H0531 | Turnip | 0 | Imperial Irrigation District | Imperial | 0.42 | 1 | WAT | 1964/10/01 00:00:00+00 | Y | East
-115.5464 | 32.8018 | 2757 | S0461 | ECPV Solar | 0 | Sol Orchard Imperial 1 LLC | Imperial | 20 | Unit 1 | SUN | 2013/10/01 00:00:00+00 | Y | East
-115.5124 | 32.9038 | 2758 | E0042 | Mesquite Lake Resource Recovery Project - Retired Dec 2008 | 1 | Chateau Energy Inc | Imperial | 35.8 | 1, L313 | OGW | 1988/01/01 00:00:00+00 | Y | East
-115.5397 | 32.8023 | 2759 | G0190 | El Centro Generating Station | 0 | Imperial Irrigation District | Imperial | 431.28 | 1, 2-1, 2-2, 3, 30, 31, 32, 4 | NG | 1949/04/15 00:00:00+00 | N | East
-115.5135 | 32.9066 | 2760 | G0059 | Brawley (Retired 12/31/2009) | 1 | Imperial Irrigation District | Imperial | 23 | UNIT 1, UNIT 2 | DFO | 1962/01/01 00:00:00+00 | N | East
-115.2638 | 32.7756 | 2761 | T0021 | GEM II | 1 | Ormat Nevada Inc | Imperial | 18.5 | GEM 2 | GEO | 1989/04/01 00:00:00+00 | Y | East
-115.2627 | 32.7756 | 2762 | T0022 | GEM III | 0 | Ormat Nevada Inc | Imperial | 18.5 | GEM 3 | GEO | 1989/05/01 00:00:00+00 | Y | East
-115.2475 | 32.7866 | 2763 | T0043 | Ormesa Geothermal II | 0 | Ormat | Imperial | 24 | 10-20, 1-9 | GEO | 1987/12/01 00:00:00+00 | Y | East
-115.2578 | 32.8153 | 2764 | T0062 | Ormesa I | 0 | Ormesa Geothermal | Imperial | 22.4 | Ormesa 1 | GEO | 1986/12/01 00:00:00+00 | Y | East
-115.2555 | 32.8161 | 2765 | T0063 | Ormesa 1E (Retired 1/1/2015) | 1 | Star Group 1E Geothermal Partn | Imperial | 14.4 | OE1-12 | GEO | 1988/12/01 00:00:00+00 | Y | East
-115.2475 | 32.7843 | 2766 | T0066 | Ormesa 1H (Retired 1/1/2016) | 1 | Ormat | Imperial | 14.4 | Ormesa 1H | GEO | 1989/12/01 00:00:00+00 | Y | East
-114.4802 | 32.9028 | 2767 | H0471 | Senator Wash (Pumping-Generating) | 0 | United States Bureau of Reclamation | Imperial | 7.83 | Unit 1 | WAT | 1977/10/01 00:00:00+00 | Y | East
-117.1935 | 33.0892 | 2768 | E0075 | San Marcos | 0 | Gas Recovery Systems Inc | San Diego | 1.8 | Unit 1, Unit 2 | LFG | 1985/12/01 00:00:00+00 | Y | East
-117.3204 | 33.1165 | 2769 | E0251 | Encina Water Pollution Control | 0 | Encina Wastewater Authority | San Diego | 3 | EG-4610, EG-4620, EG-4630, EG-4640 | OBG | 1984/01/01 00:00:00+00 | Y | East
-117.3384 | 33.1378 | 2770 | G0196 | Encina Power Station (retired 12/11/2018) | 1 | NRG Energy | San Diego | 965 | Encina 1, Encina 2, Encina 3, Encina 4, Encina 5, Encina GT | NG | 1954/11/23 00:00:00+00 | N | East
-117.3356 | 33.1365 | 2771 | G0824 | Carlsbad Energy Center | 0 | NRG Energy | San Diego | 525 | CEC 10, CEC 6, CEC 7, CEC 8, CEC 9 | NG | 2018/05/01 00:00:00+00 | N | East
-117.1203 | 33.1284 | 2772 | G0945 | Escondido Energy Center LLC | 0 | Escondido Energy Center LLC | San Diego | 93.9 | 1, GEN 1 | NG | 2006/06/12 00:00:00+00 | N | East
-117.0745 | 33.1258 | 2773 | G0434 | Palomar Medical Center (Retired 12/31/2006) | 1 | Palomar Memorial Hospital | San Diego | 1.3 | EG 1, EG 2 | NG | 1986/08/01 00:00:00+00 | N | East
-117.0794 | 32.9854 | 2774 | G9879 | USPS Rancho Carmel San Diego (Retired 12/31/2009) | 1 | United States Post Office - San Diego | San Diego | 1.5 | 1 | NG | 2006/02/15 00:00:00+00 | N | East
-117.1188 | 33.0579 | 2775 | H0613 | Lake Hodges Station (Olivenhain Pumped Storage) | 0 | San Diego County Water Authority | San Diego | 40 | Unit 1, Unit 2 | WAT | 2011/07/15 00:00:00+00 | Y | East
-117.0882 | 33.0109 | 2776 | S9003 | Hewlett Packard | 0 | Not Available | San Diego | 1 | 1 | SUN | 2012/01/01 00:00:00+00 | Y | East
-117.0992 | 33.1187 | 2777 | G0233 | Goal Line LP | 0 | Goal Line LP | San Diego | 51.5 | Unit 1, Unit 2 | NG | 1995/02/01 00:00:00+00 | N | East
-117.1173 | 33.1222 | 2778 | G0845 | Enterprise - CalPeak Power | 0 | CalPeak Power - Enterprise LLC | San Diego | 48.92 | 1 | NG | 2001/10/23 00:00:00+00 | N | East
-117.1174 | 33.1197 | 2779 | G0861 | Palomar Energy Center | 0 | San Diego Gas & Electric | San Diego | 559 | CTG1, CTG2, STG | NG | 2005/10/01 00:00:00+00 | N | East
-116.8717 | 33.012 | 2780 | S0305 | Ramona 1 & 2 | 0 | Sol Orchard | San Diego | 7 | Unit 1, Unit 2 | SUN | 2013/12/01 00:00:00+00 | Y | East
-116.8604 | 33.0198 | 2781 | S0634 | Ramona Solar Energy Facility | 0 | San Diego Gas & Electric | San Diego | 4.9 | Unit 1 | SUN | 2017/05/01 00:00:00+00 | Y | East
-116.3566 | 33.135 | 2782 | S0715 | Titan Solar I | 0 | Sunpin Solar | Imperial | 70 | Unit 1 | SUN | 2020/12/21 00:00:00+00 | Y | East
-116.003 | 33.1161 | 2783 | S0408 | Seville Solar One | 0 | Duke Energy Renewables | San Diego | 20 | Unit 1 | SUN | 2015/12/30 00:00:00+00 | Y | East
-116.0035 | 33.109 | 2784 | S0409 | Seville Solar Two | 0 | Duke Energy Renewables | San Diego | 30 | Unit 1 | SUN | 2015/12/24 00:00:00+00 | Y | East
-115.6275 | 33.0438 | 2785 | S0679 | Valencia I | 0 | Not Available | Imperial | 3 | Unit 1 | SUN | 2018/01/01 00:00:00+00 | Y | East
-115.5346 | 32.9681 | 2786 | G0504 | Rockwood Gas Turbine Plant | 0 | Imperial Irrigation District | Imperial | 49.9 | UNIT 1, UNIT 2 | DFO, NG | 1979/06/07 00:00:00+00 | N | East
-115.5409 | 33.0138 | 2787 | T0081 | North Brawley | 0 | North Brawley Geothermal | Imperial | 49.9 | 1 | GEO | 2009/01/01 00:00:00+00 | Y | East
-115.482 | 32.9835 | 2788 | S0296 | NRG Solar Community I LLC (SDSU Solar) | 0 | NRG Solar Community I LLC | Imperial | 5.72 | 1 | SUN | 2014/06/13 00:00:00+00 | Y | East
-115.4711 | 33.08 | 2789 | S0324 | Alhambra Solar Facility | 0 | Southern Power Company | Imperial | 50 | SGAH | SUN | 2014/11/26 00:00:00+00 | Y | East
-115.4717 | 33.1439 | 2790 | S0325 | Arkansas Solar Facility | 0 | Southern Power Company | Imperial | 50 | SGAK | SUN | 2014/11/26 00:00:00+00 | Y | East
-113.4972 | 32.9839 | 2791 | S0242 | Agua Caliente Solar (AZ) | 0 | Agua Caliente Solar LLC | Yuma | 243 | 1 | SUN | 2012/01/19 00:00:00+00 | Y | East
-118.3103 | 33.3335 | 2792 | G0014 | Pebbly Beach | 0 | Southern California Edison (SCE) | Los Angeles | 11.1 | Unit 1 | DFO | 1995/12/01 00:00:00+00 | N | East
-117.2357 | 33.3289 | 2793 | H0408 | Red Mountain | 0 | Metropolitan Water District | San Diego | 5.9 | 1 | WAT | 1985/03/01 00:00:00+00 | Y | East
-117.2984 | 33.2127 | 2794 | S0403 | Genentech Inc - Oceanside | 0 | Genentech Inc | San Diego | 4.1 | 1 | SUN | 2015/05/12 00:00:00+00 | Y | East
-117.0164 | 33.1658 | 2795 | H0021 | Bear Valley | 0 | City of Escondido | San Diego | 1.5 | 2024-01-02 | WAT | 1905/06/08 00:00:00+00 | Y | East
-117.0304 | 33.2643 | 2796 | S0584 | Mesa Crest (Lilac) | 0 | NLP Granger A82 LLC | San Diego | 3 | Unit 1 | SUN | 2016/09/17 00:00:00+00 | Y | East
-117.1768 | 33.2127 | 2797 | S0372 | Borrego Solar - Twin Oaks | 0 | Not Available | San Diego | 1 | 1 | SUN | 2011/06/02 00:00:00+00 | Y | East
-117.0227 | 33.2493 | 2798 | S0593 | Cole Grade | 0 | Not Available | San Diego | 2.33 | Unit 1 | SUN | 2016/12/07 00:00:00+00 | Y | East
-117.0016 | 33.2341 | 2799 | S9178 | Valley Center 1 & 2 | 0 | Sol Orchard | San Diego | 7.5 | Unit 1, Unit 2 | SUN | 2013/12/01 00:00:00+00 | Y | East
-116.3547 | 33.2957 | 2800 | S0238 | NRG Solar Borrego I | 0 | Clearway Energy | San Diego | 26 | 1 | SUN | 2013/02/12 00:00:00+00 | Y | East
-116.3297 | 33.2648 | 2801 | S9286 | Desert Green Solar Farm LLC | 0 | Not Available | San Diego | 3.5 | 1 | SUN | 2014/10/31 00:00:00+00 | Y | East
-115.4992 | 33.243 | 2802 | G0931 | Niland Gas Turbine Plant | 0 | Imperial Irrigation District | Imperial | 121 | Unit 1, Unit 2 | NG | 2008/05/29 00:00:00+00 | N | East
-115.4972 | 33.2457 | 2803 | S0161 | IVSC1 - (SunPeak 1) - 23MW PV | 0 | Imperial Irrigation District | Imperial | 23 | Unit 1 | SUN | 2012/06/01 00:00:00+00 | Y | East
-115.4974 | 33.2543 | 2804 | S0342 | Imperial Valley Solar Company (IVSC) 2 LLC | 0 | Onward Energy | Imperial | 20 | 1 | SUN | 2015/08/06 00:00:00+00 | Y | East
-115.5322 | 33.1658 | 2805 | S0347 | Calipatria Solar Farm | 0 | Southern Power Company | Imperial | 20 | 1 | SUN | 2016/02/12 00:00:00+00 | Y | East
-115.5491 | 33.1657 | 2806 | S0522 | Midway Solar Farm I | 0 | X-Elio North America Inc. | Imperial | 49.9 | Unit 1 | SUN | 2017/12/14 00:00:00+00 | Y | East
-115.544 | 33.1558 | 2807 | S0600 | Midway Solar Farm II (96WI 8ME, LLC) | 0 | Dominion Energy | Imperial | 30.75 | Unit 1 | SUN | 2017/06/27 00:00:00+00 | Y | East
-115.6162 | 33.1644 | 2808 | T0012 | Del Ranch Company (formerly A W Hoch) | 0 | Del Ranch L P | Imperial | 35.8 | GEN1 | GEO | 1988/10/01 00:00:00+00 | Y | East
-115.6034 | 33.178 | 2809 | T0015 | J J Elmore | 0 | Elmore LP | Imperial | 41.09 | GEN1, GEN2 | GEO | 1988/11/01 00:00:00+00 | Y | East
-115.6389 | 33.1567 | 2810 | T0016 | Salton Sea Unit 4 | 0 | Salton Sea 4 Fish Lake Pwr Gen | Imperial | 51 | 4100 | GEO | 1997/05/01 00:00:00+00 | Y | East
-115.6379 | 33.1532 | 2811 | T0017 | Salton Sea Unit 5 | 0 | Salton Sea Power LLC | Imperial | 49.9 | 1(TG-5100) | GEO | 2000/06/01 00:00:00+00 | Y | East
-115.5659 | 33.1781 | 2812 | T0034 | J M Leathers | 0 | Leathers LP | Imperial | 35.8 | GEN1 | GEO | 1988/11/01 00:00:00+00 | Y | East
-115.6474 | 33.1588 | 2813 | T0047 | Salton Sea Unit 1 | 0 | Salton Sea Power Generatn LP 1 | Imperial | 10 | EE11 | GEO | 1982/07/01 00:00:00+00 | Y | East
-115.6475 | 33.1579 | 2814 | T0048 | Salton Sea Unit 2 | 0 | Salton Sea Power Generatn LP 2 | Imperial | 21.75 | GEN1, GEN2, GEN3 | GEO | 1990/03/01 00:00:00+00 | Y | East
-115.6392 | 33.1579 | 2815 | T0049 | Salton Sea Unit 3 | 0 | Salton Sea Power Generatn LP 3 | Imperial | 53.97 | GEN1 | GEO | 1989/02/01 00:00:00+00 | Y | East
-115.6192 | 33.1624 | 2816 | T0053 | Vulcan | 0 | Vulcan/BN Geothermal Power Co | Imperial | 39.72 | GEN1, GEN2 | GEO | 1985/12/01 00:00:00+00 | Y | East
-115.5097 | 33.1675 | 2817 | T0073 | CE Turbo LLC | 0 | CE Turbo LLC | Imperial | 11.5 | 1 | GEO | 2000/07/26 00:00:00+00 | Y | East
-115.5734 | 33.204 | 2818 | T0082 | John L Featherstone Plant -formerly Hudson Ranch Power I LLC | 0 | Hudson Ranch Energy Services LLC | Imperial | 55 | 1 | GEO | 2012/03/09 00:00:00+00 | Y | East
-115.4524 | 33.1683 | 2819 | S0326 | Sonora Solar Facility | 0 | Southern Power Company | Imperial | 50 | SGSO | SUN | 2014/11/26 00:00:00+00 | Y | East
-112.9239 | 33.343 | 2820 | S0254 | Mesquite Solar 1 (AZ) | 0 | Mesquite Solar 1 LLC | Maricopa | 165 | MS1 | SUN | 2014/01/01 00:00:00+00 | Y | East
-112.8337 | 33.3021 | 2821 | S0292 | Arlington Valley Solar Energy II | 0 | LS Power | Maricopa | 129 | 5912038 | SUN | 2013/11/05 00:00:00+00 | Y | East
-112.9487 | 33.3392 | 2822 | S0561 | Mesquite Solar 2 (AZ) | 0 | Mesquite Solar 1 LLC | Maricopa | 165 | MS2 | SUN | 2016/11/01 00:00:00+00 | Y | East
-112.93 | 33.3323 | 2823 | S0562 | Mesquite Solar 3 (AZ) | 0 | Mesquite Solar 1 LLC | Maricopa | 152 | MS3 | SUN | 2016/08/01 00:00:00+00 | Y | East
-117.5799 | 33.395 | 2824 | S0402 | USMC | 0 | United States Marine Corps | Orange | 2.8 | 1 | SUN | 2015/05/26 00:00:00+00 | Y | East
-117.6147 | 33.495 | 2825 | E0194 | MM Prima Deshecha Energy LLC | 0 | OPAL Fuels | Orange | 6.1 | Unit 1, Unit 2 | LFG | 1999/03/01 00:00:00+00 | Y | East
-117.7053 | 33.5376 | 2826 | E0155 | Aliso Water Management Agency (Retired 12/26/2016) | 1 | South Orange County Wastewater Authority | Orange | 1.2 | GEN 1, GEN 2, GEN 3 | OBG | 1997/03/01 00:00:00+00 | Y | East
-117.5548 | 33.3689 | 2827 | N0002 | San Onofre Nuclear Generating Station -SONGS-Retired 7/15/13 | 1 | Southern California Edison (SCE) | San Diego | 2254 | 2, 3 | NUC | 1968/01/01 00:00:00+00 | N | East
-117.2589 | 33.3636 | 2828 | S9001 | FPUD - Sanitary | 0 | Not Available | San Diego | 1 | 1 | SUN | 2012/01/01 00:00:00+00 | Y | East
-117.3361 | 33.4474 | 2829 | S9004 | Farm ACW | 0 | Not Available | San Diego | 1 | 1 | SUN | 2012/01/01 00:00:00+00 | Y | East
-117.1114 | 33.3592 | 2830 | G1005 | Orange Grove Energy | 0 | Orange Grove Energy LP | San Diego | 100 | Gen-001, Gen-002 | NG | 2010/06/17 00:00:00+00 | N | East
-117.1164 | 33.503 | 2831 | S0631 | Temecula Valley USD Temecula Valley HS | 0 | Tesla Inc. | Riverside | 1.11 | 9255391-CA | SUN | 2017/07/07 00:00:00+00 | Y | East
-118.2767 | 33.7474 | 2832 | S0142 | Port of Los Angeles Berth 93 | 0 | Port of Los Angeles | Los Angeles | 1.1 | SIP964652 | SUN | 2011/07/01 00:00:00+00 | Y | East
-117.9791 | 33.6447 | 2833 | G1075 | Huntington Beach Energy Project | 0 | AES Southland | Orange | 696 | 1A, 1B, 1S | NG | 2020/02/04 00:00:00+00 | N | East
-117.9569 | 33.6388 | 2834 | E0025 | Plant No 2 | 0 | Orange County Sanitation District | Orange | 16 | GEN 1, GEN 2, GEN 3, GEN 4, GEN 5, GEN 6 | OBG | 1993/06/01 00:00:00+00 | Y | East
-117.9787 | 33.6444 | 2835 | G0274 | Huntington Beach (AES) | 0 | AES Huntington Beach LLC | Orange | 1013 | 1, 2, 3, 4, 5 | NG | 1958/06/30 00:00:00+00 | N | East
-117.8464 | 33.6479 | 2836 | G1019 | Central Plant (UC Irvine) | 0 | University of California Irvine | Orange | 19 | CTG, STG | NG | 2007/03/02 00:00:00+00 | N | East
-117.863 | 33.6756 | 2837 | G1067 | John Wayne Airport | 0 | County of Orange, John Wayne Airport | Orange | 7 | Unit 1, Unit 2, Unit 3, Unit 4 | NG | 2011/01/01 00:00:00+00 | N | East
-117.8346 | 33.6888 | 2838 | G9100 | B Braun Medical Inc | 0 | B Braun Medical Inc | Orange | 6.1 | Unit 1, Unit 2 | NG | 1995/01/01 00:00:00+00 | N | East
-117.9383 | 33.694 | 2839 | G0483 | Plant No 1 | 0 | Orange County Sanitation District | Orange | 7.5 | GEN1, GEN2, GEN3 | OBG | 1993/06/01 00:00:00+00 | Y | East
-117.822 | 33.6131 | 2840 | E0117 | Coyote Canyon (Retired Dec 28 2015) | 1 | OPAL Fuels | Orange | 10 | Unit 1 | LFG | 1989/04/01 00:00:00+00 | Y | East
-117.6651 | 33.552 | 2841 | G1014 | Saddleback Community College | 0 | Saddleback Community College | Orange | 0.82 | 1, 2 | NG | 2003/03/01 00:00:00+00 | N | East
-117.7106 | 33.7157 | 2842 | E0226 | Bowerman Power Landfill Gas | 0 | Bowerman Power LFG | Orange | 23.59 | E-1, E-2, E-3, E-4, E-5, E-6, E-7 | LFG | 2016/03/01 00:00:00+00 | Y | East
-117.1943 | 33.553 | 2843 | S0623 | Walmart (CA) - Store #2952 - Murrieta | 0 | Tesla Inc. | Riverside | 1.09 | 9253086-CA | SUN | 2015/07/23 00:00:00+00 | Y | East
-117.1697 | 33.7389 | 2844 | G0868 | Inland Empire Energy Center (Retired 12/31/2019) | 1 | Inland Empire Energy Center | Riverside | 810 | Unit 1, Unit 2 | NG | 2009/06/01 00:00:00+00 | N | East
-117.0706 | 33.6811 | 2845 | H0611 | Diamond Valley Lake (Pumping-Generating) | 0 | Metropolitan Water District | Riverside | 29.7 | Units | WAT | 2001/05/01 00:00:00+00 | Y | East
-117.0106 | 33.7418 | 2846 | S0422 | AP North Lake Solar | 0 | Not Available | Riverside | 20 | Unit 1 | SUN | 2015/07/01 00:00:00+00 | Y | East
-116.1977 | 33.6536 | 2847 | S0460 | Augustine Energy PV | 0 | Augustine Energy Corporation | Riverside | 3 | Unit 1 | SUN | 2016/01/01 00:00:00+00 | Y | East
-116.0887 | 33.5861 | 2848 | E0027 | Desert View Power (Mecca Plant) | 0 | Desert View Power (formerly Colmac Energy Inc) | Riverside | 47 | GEN1 | WDS | 1991/11/01 00:00:00+00 | Y | East
-116.172 | 33.6756 | 2849 | G0130 | Coachella | 0 | Imperial Irrigation District | Riverside | 92.4 | UNIT 1, UNIT 2, UNIT 3, UNIT 4 | NG | 1972/06/08 00:00:00+00 | N | East
-115.2299 | 33.6927 | 2850 | S0722 | Maverick Solar 6, LLC | 0 | EDF Renewable Energy Inc | Riverside | 100 | Unit 1 | SUN | 2021/10/22 00:00:00+00 | Y | East
-115.332 | 33.627 | 2851 | S0723 | Maverick Solar 7, LLC | 0 | EDF Renewable Energy Inc | Riverside | 132 | Unit 1 | SUN | 2021/12/22 00:00:00+00 | Y | East
-115.2371 | 33.6892 | 2852 | S0710 | Desert Harvest LLC | 0 | EDF Renewable Energy Inc | Riverside | 80 | Unit 1 | SUN | 2020/12/17 00:00:00+00 | Y | East
-115.237 | 33.6874 | 2853 | S0711 | Desert Harvest II LLC | 0 | EDF Renewable Energy Inc | Riverside | 70 | Unit 1 | SUN | 2020/12/17 00:00:00+00 | Y | East
-115.2365 | 33.6911 | 2854 | S0712 | Maverick Solar | 0 | EDF Renewable Energy Inc | Riverside | 125 | Unit 1 | SUN | 2020/12/16 00:00:00+00 | Y | East
-115.2348 | 33.6878 | 2855 | S0713 | Maverick Solar 4 | 0 | EDF Renewable Energy Inc | Riverside | 100 | Unit 1 | SUN | 2020/12/11 00:00:00+00 | Y | East
-114.9184 | 33.5654 | 2856 | S0114 | Ironwood State Prison | 0 | Longroad Energy | Riverside | 1 | 1 | SUN | 2008/05/02 00:00:00+00 | Y | East
-114.9941 | 33.6664 | 2857 | S0259 | Genesis Solar Energy Project | 0 | Genesis Solar LLC | Riverside | 250 | Unit 1, Unit 2 | SUN | 2014/03/07 00:00:00+00 | Y | East
-114.9192 | 33.567 | 2858 | S0357 | Ironwood State Prison II | 0 | Not Available | Riverside | 4 | 1 | SUN | 2012/07/04 00:00:00+00 | Y | East
-114.7452 | 33.5917 | 2859 | S0111 | Blythe 1 Solar | 0 | Clearway Energy | Riverside | 21 | 1 | SUN | 2009/12/18 00:00:00+00 | Y | East
-114.9031 | 33.5651 | 2860 | S0122 | Chuckawalla Valley State Prison (CVSP) | 0 | Longroad Energy | Riverside | 0.94 | Unit 1 | SUN | 2006/07/01 00:00:00+00 | Y | East
-114.7397 | 33.6947 | 2861 | S0346 | McCoy Solar LLC | 0 | McCoy Solar LLC | Riverside | 250 | Unit 1 | SUN | 2015/08/08 00:00:00+00 | Y | East
-114.7419 | 33.6797 | 2862 | S0519 | Blythe Solar 110 LLC | 0 | Blythe Solar 110 LLC | Riverside | 110 | Unit 1 | SUN | 2016/03/18 00:00:00+00 | Y | East
-114.7632 | 33.6742 | 2863 | S0699 | Blythe Solar III, LLC | 0 | NextEra Energy Resources LLC | Riverside | 125 | Unit 3 | SUN | 2020/05/21 00:00:00+00 | Y | East
-114.7496 | 33.6541 | 2864 | S0708 | Blythe Solar IV LLC | 0 | NextEra Energy Resources LLC | Riverside | 125 | Unit 4 | SUN | 2020/09/11 00:00:00+00 | Y | East
-114.5721 | 33.599 | 2865 | S0406 | Venable Solar 1 | 0 | NextEra Energy Resources LLC | Riverside | 1.5 | Venable 1 | SUN | 2015/04/13 00:00:00+00 | Y | East
-114.5722 | 33.5973 | 2866 | S0407 | Venable Solar 2 | 0 | NextEra Energy Resources LLC | Riverside | 1.5 | Venable 2 | SUN | 2015/04/14 00:00:00+00 | Y | East
-114.6909 | 33.6148 | 2867 | S0529 | Blythe Solar II LLC | 0 | NRG Solar Blythe II LLC | Riverside | 125 | Unit 1 | SUN | 2016/07/18 00:00:00+00 | Y | East
-114.7016 | 33.6269 | 2868 | S0601 | NRG Blythe Solar II LLC | 0 | Blythe Solar 110 LLC | Riverside | 20 | Unit 1 | SUN | 2017/04/05 00:00:00+00 | Y | East
-114.6862 | 33.6158 | 2869 | G0787 | Blythe Energy Project | 0 | Altagas Blythe Operations Inc | Riverside | 537 | CT11, CT12, ST10 | NG | 2003/12/01 00:00:00+00 | N | East
-118.3496 | 33.7929 | 2870 | E0130 | Palos Verdes Gas to Energy Facility - Retired Oct 2011 | 1 | Sanitation Districts of Los Angeles County | Los Angeles | 13 | GN 1 | LFG | 1988/05/01 00:00:00+00 | Y | East
-118.4245 | 33.9102 | 2871 | G0053 | El Segundo Energy Center | 0 | El Segundo Power LLC | Los Angeles | 526 | UNIT 5, UNIT 6, UNIT 7, UNIT 8 | NG | 2013/08/01 00:00:00+00 | N | East
-118.4036 | 33.9056 | 2872 | G0105 | Chevron El Segundo Refinery Cogeneration | 0 | Chevron Products Co - SoCal | Los Angeles | 183.11 | GEN 1, GEN 2, GEN 3, GEN 4, GEN 5, GEN 6, GEN 7, GEN 8 | NG | 1987/12/01 00:00:00+00 | N | East
-118.4248 | 33.9101 | 2873 | G0194 | El Segundo Power Station - Retired 12/31/2015 | 1 | El Segundo Power LLC | Los Angeles | 1020 | UNIT 1, UNIT 2, UNIT 3, UNIT 4 | NG | 1956/04/01 00:00:00+00 | N | East
-118.3947 | 33.8498 | 2874 | G0490 | Redondo Beach LLC_(AES) | 0 | AES Redondo Beach LLC | Los Angeles | 1354.77 | 5, 6, 7, 8 | NG | 1954/10/01 00:00:00+00 | N | East
-118.4275 | 33.9183 | 2875 | G0549 | Scattergood | 0 | Los Angeles Department of Water & Power (LADWP) | Los Angeles | 1372.62 | Unit #1, Unit #2, Unit #3, Unit #4, Unit #5, Unit #6, Unit #7 | NG | 1958/12/01 00:00:00+00 | N | East
-118.4046 | 33.9434 | 2876 | G0803 | Central Utility Plant (LAX) | 0 | LAX Airport | Los Angeles | 16 | 1, 1RP, 2, 2RP | NG | 1985/02/01 00:00:00+00 | N | East
-118.2141 | 33.7684 | 2877 | G0925 | THUMS | 0 | THUMS Long Beach Company | Los Angeles | 47.8 | LM-600 | NG | 2002/12/01 00:00:00+00 | N | East
-118.3059 | 33.8608 | 2878 | G1030 | Toyota Technical Center | 0 | Toyota Motor Engineering & Manufacturing NA Inc | Los Angeles | 1.38 | Unit 1 | GAS | 2006/01/01 00:00:00+00 | N | East
-118.1687 | 33.9255 | 2879 | G0621 | Techni-Cast | 1 | Techni-Cast Corporation | Los Angeles | 2.48 | 1, 3397845 | NG | 2013/04/30 00:00:00+00 | N | East
-118.2359 | 33.7958 | 2880 | G0765 | Linde Wilmington (Retired 12/2002) | 1 | Praxair Inc | Los Angeles | 31 | GEN 1, GEN 2 | NG | 1988/01/01 00:00:00+00 | N | East
-118.2411 | 33.7942 | 2881 | S0144 | Konoike Pacific California Inc | 1 | Konoike Pacific California Inc | Los Angeles | 1.4 | Unit 1 | SUN | 2011/04/08 00:00:00+00 | Y | East
-118.2864 | 33.7846 | 2882 | S0152 | LA Harbor College | 0 | Los Angeles Community College District | Los Angeles | 2.11 | 1, 2 | SUN | 2010/08/13 00:00:00+00 | Y | East
-118.2848 | 33.7833 | 2883 | S0182 | Harbor College LACCD | 0 | Los Angeles Community College District | Los Angeles | 1.1 | SIP1042132 | SUN | 2010/12/20 00:00:00+00 | Y | East
-118.3103 | 33.8576 | 2884 | S0455 | SunE - Torrance | 0 | Not Available | Los Angeles | 0.98 | Unit 1 | SUN | 2015/10/16 00:00:00+00 | Y | East
-118.2098 | 33.8291 | 2885 | S0620 | ATT (DirecTV Broadcast) | 0 | Tesla Inc. | Los Angeles | 1.02 | 908628-CA | SUN | 2015/03/04 00:00:00+00 | Y | East
-118.2281 | 33.7759 | 2886 | C0002 | Los Angeles Refinery - Calciner | 1 | Tesoro Refining & Marketing Company LLC | Los Angeles | 35.8 | UNIT 1 | PC | 1982/12/01 00:00:00+00 | N | East
-118.2404 | 33.7593 | 2887 | E0112 | Southeast Resource Recovery | 0 | SERRF Joint Powers Authority | Los Angeles | 34.6 | 1 | MSW | 1987/07/09 00:00:00+00 | Y | East
-118.2848 | 33.8018 | 2888 | E0212 | Total Energy Facilities | 0 | Sanitation Districts of Los Angeles County | Los Angeles | 43.9 | GEN 1, GEN 2, GEN 3, GEN 4, GEN 4-repower | OBG | 1986/01/01 00:00:00+00 | Y | East
-118.2407 | 33.8093 | 2889 | G0034 | Andeavor Los Angeles Refinery | 0 | Tesoro LAR | Los Angeles | 12 | GEN 2 | WH | 1984/06/01 00:00:00+00 | Y | East
-118.2446 | 33.8166 | 2890 | G0035 | Watson Cogeneration Co | 0 | Watson Cogeneration Company (Tesoro Refining & Marketing) | Los Angeles | 398 | GN91, GN92, GN93, GN94, GN95, GN96 | NG | 1988/03/01 00:00:00+00 | N | East
-118.2334 | 33.7776 | 2891 | G0078 | Wilmington - Air Products | 0 | Air Products and Chemicals Inc | Los Angeles | 31.9 | T101 | WH | 1996/01/01 00:00:00+00 | Y | East
-118.2493 | 33.8761 | 2892 | G0084 | Carson Cogeneration Company | 0 | Carson Cogeneration Company | Los Angeles | 60 | Unit 1, Unit 2 | NG | 1990/02/01 00:00:00+00 | N | East
-118.2654 | 33.7693 | 2893 | G0245 | Harbor | 0 | Los Angeles Department of Water & Power (LADWP) | Los Angeles | 1325 | #1A & #2A, CC (1, 2, 5), GT, Unit #1, Unit #10, Unit #11, Unit #12, Unit #13, Unit #14, Unit #2, Unit #5, Unit #6, Unit #7, Unit #8, Unit #9 | NG | 1994/01/01 00:00:00+00 | N | East
-118.2403 | 33.7802 | 2894 | G0246 | Harbor Cogeneration Co | 0 | Harbor Cogeneration Co | Los Angeles | 132.55 | HARBGN_7_PL2X3, HCC GT-1, HCC ST-1, HCC ST-2 | NG | 1989/04/12 00:00:00+00 | N | East
-118.2247 | 33.7642 | 2895 | G0319 | Long Beach Generation LLC | 0 | Long Beach Generation LLC | Los Angeles | 877.2 | CT 1, CT 2, CT 3, CT 4, CT 5, CT 6, CT 7, GT 1, GT 2, GT 3, GT 4, ST 8, ST 9 | NG | 1977/05/01 00:00:00+00 | N | East
-118.33 | 33.8532 | 2896 | G0363 | Torrance Refinery | 0 | PBF Energy LLC | Los Angeles | 91.3 | EXP1, GTG1, STG1, Unit 1 | NG | 1983/09/01 00:00:00+00 | N | East
-118.2331 | 33.8428 | 2897 | G0495 | Rhodia Dominguez Plant | 0 | Eco Services Operations Corp | Los Angeles | 5 | GEN1 | NG | 1976/08/01 00:00:00+00 | N | East
-118.2869 | 33.7684 | 2898 | G0759 | ConocoPhillips Los Angeles Refinery Wilmington Plant | 0 | ConocoPhillips | Los Angeles | 68.5 | Unit G2 | OG | 1988/05/01 00:00:00+00 | N | East
-118.2346 | 33.7902 | 2899 | G0776 | Los Angeles Refinery (Tesoro) | 0 | Tesoro LAR | Los Angeles | 83 | GEN1, GEN2, GEN3 | NG | 1982/12/01 00:00:00+00 | N | East
-118.1004 | 33.7693 | 2900 | G1076 | Alamitos Energy Center | 0 | AES Southland | Los Angeles | 710 | 1A, 1B, 1S | NG | 2020/02/06 00:00:00+00 | N | East
-117.9829 | 33.8073 | 2901 | G9111 | Barre Peaker | 0 | Southern California Edison (SCE) | Orange | 49 | 1 | NG | 2007/08/01 00:00:00+00 | N | East
-118.1047 | 33.9296 | 2902 | G9222 | Center Peaker | 0 | Southern California Edison (SCE) | Los Angeles | 49 | 1 | NG | 2007/08/01 00:00:00+00 | N | East
-117.9551 | 33.925 | 2903 | H0119 | Coyote Creek | 0 | Metropolitan Water District | Orange | 3.13 | 1 | WAT | 1984/03/01 00:00:00+00 | Y | East
-118.0685 | 33.9256 | 2904 | G0673 | Norwalk ( Retired 2-18-2018 - formerly Wheelabrator Norwalk Energy) | 1 | California Department of State Hospitals | Los Angeles | 30.75 | 1, 2 | NG | 1988/02/18 00:00:00+00 | N | East
-118.0543 | 33.9131 | 2905 | S0208 | Golden Springs Building C1 | 0 | Thrifty Oil | Los Angeles | 1.3 | C1 | SUN | 2012/02/10 00:00:00+00 | Y | East
-118.0524 | 33.9123 | 2906 | S0209 | Golden Springs Building D1 | 0 | Thrifty Oil | Los Angeles | 1.25 | D1 | SUN | 2012/08/01 00:00:00+00 | Y | East
-118.018 | 33.8817 | 2907 | S0366 | Staples - La Mirada | 0 | Longroad Energy | Los Angeles | 1 | 1 | SUN | 2010/03/19 00:00:00+00 | Y | East
-118.0457 | 33.9108 | 2908 | S0438 | Golden Springs Building H | 0 | Thrifty Oil | Los Angeles | 1.5 | 1 | SUN | 2015/03/12 00:00:00+00 | Y | East
-118.044 | 33.9108 | 2909 | S0439 | Golden Springs Building M | 0 | Thrifty Oil | Los Angeles | 1.75 | 1 | SUN | 2016/03/10 00:00:00+00 | Y | East
-118.049 | 33.914 | 2910 | S0575 | Golden Springs Building G | 0 | Thrifty Oil | Los Angeles | 1.25 | Unit 1 | SUN | 2016/12/31 00:00:00+00 | Y | East
-118.0415 | 33.9125 | 2911 | S0576 | Golden Springs Building F | 0 | Thrifty Oil | Los Angeles | 1.3 | Unit 1 | SUN | 2016/12/31 00:00:00+00 | Y | East
-118.0497 | 33.9125 | 2912 | S0577 | Golden Springs Building L | 0 | Thrifty Oil | Los Angeles | 1 | Unit 1 | SUN | 2016/12/31 00:00:00+00 | Y | East
-118.0499 | 33.9109 | 2913 | S0578 | Freeway Springs | 0 | Golden Solar LLC (Dulles) | Los Angeles | 2 | Unit 1 | SUN | 2016/10/31 00:00:00+00 | Y | East
-118.1011 | 33.7693 | 2914 | G0011 | Alamitos | 0 | AES Alamitos LLC | Los Angeles | 2102.77 | AL 1, AL 2, AL 3, AL 4, AL 5, AL 6, AL 7 | NG | 1956/09/01 00:00:00+00 | N | East
-118.013 | 33.907 | 2915 | G0054 | Biola University | 0 | Biola University | Los Angeles | 2.2 | EG1, EG2, EG3 | NG | 1990/04/01 00:00:00+00 | N | East
-118.0993 | 33.7648 | 2916 | G0249 | Haynes Generating Station | 0 | Los Angeles Department of Water & Power (LADWP) | Los Angeles | 2876.34 | Unit #1, Unit #10, Unit #11, Unit #12, Unit #13, Unit #14, Unit #15, Unit #16, Unit #2, Unit #3, Unit #4, Unit #5, Unit #6, Unit #8, Unit #9 | NG | 1962/09/01 00:00:00+00 | N | East
-117.9868 | 33.8069 | 2917 | G1077 | Stanton Energy Reliability Center | 0 | Wellhead Services Inc | Orange | 121 | GT1, GT2 | NG | 2020/07/01 00:00:00+00 | N | East
-117.8499 | 33.9151 | 2918 | G0642 | Unocal Fred L Hartley Research Center (Retired 12/31/2001) | 1 | Tosco Corporation | Orange | 4 | 2382 | NG | 1991/12/01 00:00:00+00 | N | East
-117.8293 | 33.9 | 2919 | H0539 | Valley View | 0 | Metropolitan Water District | Orange | 4.1 | 1 | WAT | 1985/08/01 00:00:00+00 | Y | East
-117.8194 | 33.9113 | 2920 | H0577 | Yorba Linda | 0 | Metropolitan Water District | Orange | 5.09 | 1 | WAT | 1981/08/01 00:00:00+00 | Y | East
-117.8408 | 33.9324 | 2921 | E0249 | Brea Expansion Plant - Brea Power II LLC | 0 | Brea Parent 2007 LLC c/o Broadrock Renewables LLC | Orange | 32.81 | 2024-01-05 | LFG | 2012/11/01 00:00:00+00 | Y | East
-117.8398 | 33.9319 | 2922 | E0109 | Brea Power Partners LP (Retired 9/25/2019) | 1 | Ridgewood Power Management LLC | Orange | 5.6 | Gen 1-3 | LFG | 1985/12/01 00:00:00+00 | Y | East
-117.856 | 33.8536 | 2923 | G0026 | Anaheim CT (Retired 12/31/2019) | 1 | Southern California Public Power Authority (SCPPA) | Orange | 49.27 | 1 | NG | 1991/04/01 00:00:00+00 | N | East
-117.8621 | 33.8585 | 2924 | G0058 | Canyon Power Plant | 0 | Southern California Public Power Authority (SCPPA) | Orange | 200.48 | ANAHM_2 CTG 1, ANAHM_2 CTG 2, ANAHM_2 CTG 3, ANAHM_2 CTG 4 | NG | 2011/09/15 00:00:00+00 | N | East
-117.8559 | 33.933 | 2925 | G0804 | Linn Western Processing Generating Facility (Blacksand) | 0 | Bridge Energy, LLC | Orange | 16.33 | 1, 182, 183, 190 | NG | 2002/06/06 00:00:00+00 | N | East
-117.8884 | 33.7869 | 2926 | F0003 | UCI Fuel Cell | 0 | Fuel Cell Energy | Orange | 1.4 | MB16 | NG | 2015/12/15 00:00:00+00 | N | East
-117.6083 | 33.8912 | 2927 | G0923 | Clearwater | 0 | City of Riverside Public Utilities Department | Riverside | 49 | CT1, ST1 | NG | 2005/03/01 00:00:00+00 | N | East
-117.6108 | 33.8591 | 2928 | H0114 | Corona | 0 | Metropolitan Water District | Riverside | 2.85 | 1 | WAT | 1983/05/01 00:00:00+00 | Y | East
-117.5881 | 33.8921 | 2929 | S0379 | SCE - Corona | 0 | Longroad Energy | Riverside | 0.99 | 1 | SUN | 2013/04/15 00:00:00+00 | Y | East
-117.5803 | 33.8918 | 2930 | G0149 | Corona Cogen (Retired) | 1 | WCAC Operating Company | Riverside | 47 | Unit 1 | NG | 1988/06/01 00:00:00+00 | N | East
-117.4537 | 33.8552 | 2931 | H0282 | Lake Mathews | 0 | Metropolitan Water District | Riverside | 4.9 | 1 | WAT | 1980/05/01 00:00:00+00 | Y | East
-117.4971 | 33.8342 | 2932 | H0509 | Temescal | 0 | Metropolitan Water District | Riverside | 2.85 | 1 | WAT | 1983/04/01 00:00:00+00 | Y | East
-117.5116 | 33.8278 | 2933 | S0133 | Temescal Canyon RV LLC | 0 | Temescal Canyon RV LLC | Riverside | 1.5 | 1 | SUN | 2011/05/17 00:00:00+00 | Y | East
-117.5391 | 33.8667 | 2934 | E0139 | Corona Landfill - Retired Dec 2004 | 1 | NEO Corporation | Riverside | 0.6 | UNT1 | LFG | 1991/01/01 00:00:00+00 | Y | East
-117.4748 | 33.7938 | 2935 | E0207 | El Sobrante Landfill (Retired 9/30/2016) | 1 | WM Energy Solutions Inc | Riverside | 4.05 | 1, 2, 3 | LFG | 2004/12/01 00:00:00+00 | Y | East
-117.2935 | 33.9302 | 2936 | G0912 | Springs Generation Project | 0 | City of Riverside Public Utilities Department | Riverside | 40 | 1, 2, 3, 4 | NG | 2002/07/17 00:00:00+00 | N | East
-117.2229 | 33.8389 | 2937 | S0202 | SPVP044 Perris (Valley) | 0 | Southern California Edison (SCE) | Riverside | 10.15 | 1 | SUN | 2012/09/14 00:00:00+00 | Y | East
-117.2212 | 33.866 | 2938 | S0364 | Walgreens - Moreno Valley | 0 | Longroad Energy | Riverside | 1 | 1 | SUN | 2007/09/26 00:00:00+00 | Y | East
-117.2837 | 33.8965 | 2939 | S0441 | Park Meridian | 0 | Kona Solar LLC | Riverside | 1.49 | PM | SUN | 2015/03/26 00:00:00+00 | Y | East
-117.1832 | 33.8361 | 2940 | H0382 | Perris | 0 | Metropolitan Water District | Riverside | 7.94 | 1 | WAT | 1983/02/01 00:00:00+00 | Y | East
-117.0195 | 33.7688 | 2941 | S0416 | Tahquitz High School | 0 | S-Power (Sustainable Power Group) | Riverside | 1 | 1 | SUN | 2012/09/01 00:00:00+00 | Y | East
-116.8146 | 33.9171 | 2942 | W0401 | Robertsons Ready-Mix | 0 | Foundation Windpower | Riverside | 2 | WPRS 1 | WND | 2012/12/01 00:00:00+00 | Y | East
-116.6406 | 33.9347 | 2943 | H0136 | Whitewater Hydroelectric Plant | 0 | Desert Water Agency | Riverside | 1.38 | WWH1 | WAT | 1986/03/01 00:00:00+00 | Y | East
-116.7105 | 33.9151 | 2944 | W0258 | Cabazon Wind Partners, LLC | 0 | Not Available | Riverside | 40.92 | WPRS 1 | WND | 1984/12/03 00:00:00+00 | Y | East
-116.6767 | 33.947 | 2945 | W0260 | Mesa Wind Power Corporation | 0 | Mesa Wind Power Corporation | Riverside | 29.9 | WPRS 1 | WND | 1984/11/29 00:00:00+00 | Y | East
-116.6235 | 33.9421 | 2946 | W0268 | Windparks Unlimited 1 and 2 | 1 | EUI Management PH Inc | Riverside | 25.24 | WPRS 1 | WND | 1983/01/01 00:00:00+00 | Y | East
-116.7362 | 33.9128 | 2947 | W0292 | Altech III (NAWP Inc. - 6087) | 1 | Seawest Energy Group | Riverside | 25.15 | WPRS 1 | WND | 1983/01/01 00:00:00+00 | Y | East
-116.6633 | 33.945 | 2948 | W0382 | Alta Mesa Phase III - In Litigation - No reporting | 0 | See WPRS for details | Riverside | 9.5 | WPRS 1 | WND | 1997/01/01 00:00:00+00 | Y | East
-116.7517 | 33.9177 | 2949 | W0402 | Nestle Waters | 0 | Foundation Windpower | Riverside | 3.24 | WPRS 1 | WND | 2012/12/01 00:00:00+00 | Y | East
-116.7183 | 33.9149 | 2950 | W0452 | Cabazon Wind | 0 | See WPRS for details | Riverside | 38.85 | WPRS 1 | WND | 1984/12/03 00:00:00+00 | Y | East
-116.5952 | 33.9232 | 2951 | S0250 | North Palm Springs 1A | 0 | Solar Power Inc | Riverside | 2.8 | 1 | SUN | 2012/04/02 00:00:00+00 | Y | East
-116.5624 | 33.9093 | 2952 | S0251 | North Palm Springs 4A | 0 | Solar Power Inc | Riverside | 4.9 | 1 | SUN | 2012/11/02 00:00:00+00 | Y | East
-116.4501 | 33.8027 | 2953 | S0363 | Palm Springs SD - Cathedral City HS | 0 | Longroad Energy | Riverside | 1 | 1 | SUN | 2013/08/09 00:00:00+00 | Y | East
-116.5208 | 33.819 | 2954 | S0365 | Palm Springs SD - Palm Springs HS | 0 | Longroad Energy | Riverside | 1.02 | 1 | SUN | 2013/08/28 00:00:00+00 | Y | East
-116.544 | 33.8929 | 2955 | S9401 | Garnet Solar Power Generation Station 1 | 0 | Not Available | Riverside | 4 | 1 | SUN | 2014/12/01 00:00:00+00 | Y | East
-116.5301 | 33.923 | 2956 | S0640 | Desert Hot Springs 2 | 0 | Not Available | Riverside | 1.5 | Unit 1 | SUN | 2013/12/31 00:00:00+00 | Y | East
-116.5111 | 33.825 | 2957 | G0119 | Municipal Cogeneration Plant (Palm Springs) | 1 | City of Palm Springs | Riverside | 2.43 | GEN1, GEN2, Unit 1 | NG | 1985/06/01 00:00:00+00 | N | East
-116.5726 | 33.9365 | 2958 | G0512 | Sentinel Energy Center | 0 | DGC Operations LLC | Riverside | 800 | 1, 2, 3, 4, 5, 6, 7, 8 | NG | 2013/05/10 00:00:00+00 | N | East
-116.553 | 33.9113 | 2959 | G0818 | Indigo Generation LLC | 0 | Diamond Generating Corporation | Riverside | 135 | Indigo1, Indigo2, Indigo3 | NG | 2001/07/26 00:00:00+00 | N | East
-116.6147 | 33.9274 | 2960 | W0261 | San Gorgonio Farms Wind Farm | 0 | San Gorgornio Farms Inc | Riverside | 30.9 | WPRS 1 | WND | 1983/03/01 00:00:00+00 | Y | East
-116.5706 | 33.9394 | 2961 | W0277 | Phoenix Wind (Section 20 Trust) | 0 | Seawest Energy Group | Riverside | 2.1 | WPRS 1 | WND | 1985/01/10 00:00:00+00 | Y | East
-116.5481 | 33.8917 | 2962 | W0278 | East Winds Project (NAWP Inc) | 0 | Seawest Energy Group | Riverside | 3 | WPRS 1 | WND | 1983/01/01 00:00:00+00 | Y | East
-116.5833 | 33.9354 | 2963 | W0283 | San Gorgonio Westwinds II | 0 | Terra-Gen Operating Company | Riverside | 43.4 | WPRS 1 | WND | 1983/01/01 00:00:00+00 | Y | East
-116.5608 | 33.9219 | 2964 | W0286 | Karen Avenue Wind Farm | 0 | San Gorgornio Farms Inc | Riverside | 11.7 | WPRS 1 | WND | 1983/01/01 00:00:00+00 | Y | East
-116.5958 | 33.9092 | 2965 | W0299 | Green Power I (Dutch Energy Corp) | 0 | Seawest Energy Group | Riverside | 16.2 | WPRS 1 | WND | 1990/04/13 00:00:00+00 | Y | East
-116.6182 | 33.9387 | 2966 | W0311 | Painted Hills Wind Developers (Zond Systems Inc - 6112) | 1 | Not Available | Riverside | 19.17 | WPRS 1 | WND | 1983/01/01 00:00:00+00 | Y | East
-116.567 | 33.9111 | 2967 | W0318 | Wintec Energy, Ltd. | 0 | Windpower Partners 1993 LP | Riverside | 2.18 | WPRS 1 | WND | 1986/12/22 00:00:00+00 | Y | East
-116.5914 | 33.9186 | 2968 | W0360 | Mountain View III | 0 | See WPRS for details | Riverside | 22.44 | WPRS 1 | WND | 2003/12/15 00:00:00+00 | Y | East
-116.6231 | 33.9222 | 2969 | W0361 | Whitewater Hill Partners, LLC | 0 | Terra-Gen Operating Company | Riverside | 61.5 | WPRS 1 | WND | 2002/08/31 00:00:00+00 | Y | East
-116.5874 | 33.9385 | 2970 | W0364 | Dillon Wind | 0 | FPL Energy Operating Services Inc | Riverside | 45 | WPRS 1 | WND | 2008/04/18 00:00:00+00 | Y | East
-116.5681 | 33.8968 | 2971 | W0365 | Difwind Farms LTD I | 1 | FPL Energy Operating Services Inc | Riverside | 7.24 | WPRS 1 | WND | 1983/01/01 00:00:00+00 | Y | East
-116.564 | 33.9 | 2972 | W0366 | Difwind Farms LTD II | 1 | FPL Energy Operating Services Inc | Riverside | 5.36 | WPRS 1 | WND | 1983/01/01 00:00:00+00 | Y | East
-116.5729 | 33.9303 | 2973 | W0386 | Difwind Farms LTD V | 1 | Difwinds Farm Ltd V | Riverside | 11.56 | WPRS 1 | WND | 2005/03/31 00:00:00+00 | Y | East
-116.4596 | 33.8852 | 2974 | W0391 | Edom Hills Project 1, LLC | 0 | BP Wind Energy North America | Riverside | 20 | WPRS 1 | WND | 1983/01/01 00:00:00+00 | Y | East
-116.5558 | 33.9097 | 2975 | W0413 | WAGNER WIND, LLC | 0 | See WPRS for details | Riverside | 6 | WPRS 1 | WND | 2013/07/30 00:00:00+00 | Y | East
-116.5626 | 33.8824 | 2976 | W0430 | Mountain View IV | 0 | See WPRS for details | Riverside | 49 | WPRS 1 | WND | 1989/12/31 00:00:00+00 | Y | East
-116.5606 | 33.9134 | 2977 | W0437 | Wintec Energy #2-A | 0 | See WPRS for details | Riverside | 1.32 | WPRS 1 | WND | 2012/02/23 00:00:00+00 | Y | East
-116.5603 | 33.8916 | 2978 | W0439 | Dutch Energy Wind Farm | 1 | See WPRS for details | Riverside | 9.5 | WPRS 1 | WND | 1983/01/01 00:00:00+00 | Y | East
-116.5824 | 33.9075 | 2979 | W0440 | Garnet Wind Energy Center | 0 | See WPRS for details | Riverside | 6.5 | WPRS 1 | WND | 2009/06/02 00:00:00+00 | Y | East
-116.5507 | 33.9167 | 2980 | W0447 | San Gorgonio Wind | 0 | See WPRS for details | Riverside | 49.5 | WPRS 1 | WND | 1989/12/31 00:00:00+00 | Y | East
-116.5732 | 33.923 | 2981 | W0450 | Mountain View I | 1 | See WPRS for details | Riverside | 44.4 | WPRS 1 | WND | 2001/03/24 00:00:00+00 | Y | East
-116.5737 | 33.917 | 2982 | W0451 | Mountain View II | 1 | See WPRS for details | Riverside | 22.2 | WPRS 1 | WND | 2001/09/17 00:00:00+00 | Y | East
-116.5675 | 33.9456 | 2983 | W0300 | Westwind Partners, LLC (ENXCO) - Decommissioned 7/1/2016 | 1 | Westwind Association | Riverside | 9.08 | WPRS 1 | WND | 1983/01/01 00:00:00+00 | Y | East
-116.5437 | 33.9079 | 2984 | W0478 | Painted Hills Wind Holdings, LLC | 0 | Terra-Gen, LLC | Riverside | 46.8 | WPRS 1 | WND | 2021/03/17 00:00:00+00 | Y | East
-116.5437 | 33.9079 | 2985 | W0479 | Coachella Wind Holdings, LLC | 0 | Terra-Gen, LLC | Riverside | 61.2 | WPRS 1 | WND | 2021/03/31 00:00:00+00 | Y | East
-116.4337 | 33.8236 | 2986 | S0367 | Palm Springs SD - Rancho Mirage HS | 0 | Longroad Energy | Riverside | 1 | 1 | SUN | 2013/08/28 00:00:00+00 | Y | East
-115.4035 | 33.8114 | 2987 | S0256 | Desert Sunlight 250 | 0 | Desert Sunlight 250 LLC | Riverside | 115.92 | DSL250 | SUN | 2013/12/25 00:00:00+00 | Y | East
-115.4049 | 33.8243 | 2988 | S0257 | Desert Sunlight 300 | 0 | Desert Sunlight 300 LLC | Riverside | 192.77 | DSL300 | SUN | 2013/10/15 00:00:00+00 | Y | East
-119.1844 | 34.1413 | 2989 | E0211 | Oxnard Wastewater Treatment Plant | 0 | City of Oxnard Wastewater Division | Ventura | 1.5 | 7610, 7710, 7810 | OBG | 1981/08/01 00:00:00+00 | Y | East
-119.1688 | 34.1302 | 2990 | G0421 | Ormond Beach Generating Station | 0 | GenOn Holdings Inc. | Ventura | 1612.8 | UNIT 1, UNIT 2 | NG | 1971/08/03 00:00:00+00 | N | East
-119.1837 | 34.1416 | 2991 | G0677 | Oxnard Mill (New-Indy Containerboard) | 0 | New-Indy Oxnard LLC | Ventura | 29 | 921-2015 | NG | 1986/03/01 00:00:00+00 | N | East
-118.4138 | 34.104 | 2992 | H0193 | Franklin | 0 | Los Angeles Department of Water & Power (LADWP) | Los Angeles | 2 | Unit 1 | WAT | 1921/06/03 00:00:00+00 | Y | East
-118.4253 | 34.0089 | 2993 | H0466 | San Gorgonio 2 | 0 | Southern California Edison (SCE) | Riverside | 0.94 | 1 | WAT | 1923/12/01 00:00:00+00 | Y | East
-118.4673 | 34.0718 | 2994 | H0467 | Sawtelle | 0 | Los Angeles Department of Water & Power (LADWP) | Los Angeles | 1 | 1 | WAT | 1986/06/01 00:00:00+00 | Y | East
-118.4798 | 34.097 | 2995 | H0472 | Sepulveda Canyon | 0 | Metropolitan Water District | Los Angeles | 8.54 | 1 | WAT | 1982/03/01 00:00:00+00 | Y | East
-118.4802 | 34.0304 | 2996 | G0582 | Saint Johns Health Center (Retired 1/1/2004) | 1 | Saint Johns Health Center | Los Angeles | 1.08 | TG-1 | NG | 1992/02/01 00:00:00+00 | N | East
-118.3588 | 34.0753 | 2997 | G0756 | Television City Cogen LP (Retired 2002) | 1 | Television City Cogen LP | Los Angeles | 1.4 | CBSS | NG | 1984/06/01 00:00:00+00 | N | East
-118.4168 | 34.0113 | 2998 | H0541 | Venice | 0 | Metropolitan Water District | Los Angeles | 10.12 | 1 | WAT | 1982/05/01 00:00:00+00 | Y | East
-118.4505 | 34.0515 | 2999 | S9154 | West Los Angeles VA Health Care System | 0 | Not Available | Los Angeles | 9 | 1 | SUN | 2012/01/01 00:00:00+00 | Y | East
-118.3597 | 34.0748 | 3000 | S9157 | CBS Television City | 0 | Not Available | Los Angeles | 1.84 | 1 | SUN | 2013/01/01 00:00:00+00 | Y | East
-118.4467 | 34.0673 | 3001 | G0763 | UCLA Energy Systems Facility | 0 | UCLA | Los Angeles | 43 | CTG-1, CTG-2, STG-1 | NG | 1994/01/01 00:00:00+00 | N | East
-118.2171 | 33.9969 | 3002 | G0588 | Coldgen; Sunlaw (Federal Plant) - Retired September 2002 | 1 | Sunlaw Energy Partners I LP | Los Angeles | 37 | GEN1, GEN2 | NG | 1986/08/21 00:00:00+00 | N | East
-118.2077 | 34.0058 | 3003 | G0754 | Grogen Sunlaw (Growers) | 1 | Sunlaw Energy Partners I LP | Los Angeles | 30 | GEN1 | NG | 1986/06/09 00:00:00+00 | N | East
-118.2292 | 34.0585 | 3004 | S0183 | LA County MTA/Metro | 0 | LA County MTA/Metro | Los Angeles | 1.05 | SIP742152 | SUN | 2009/04/01 00:00:00+00 | Y | East
-118.224 | 34.0276 | 3005 | S0184 | Dependable Highway Express | 0 | Dependable Highway Express Inc | Los Angeles | 1.05 | SIP1027942 | SUN | 2012/03/02 00:00:00+00 | Y | East
-118.1481 | 34.0403 | 3006 | S0369 | ELACC - Parking Lot | 0 | Not Available | Los Angeles | 1 | 1 | SUN | 2008/03/27 00:00:00+00 | Y | East
-118.2294 | 34.0572 | 3007 | S9114 | MTA | 0 | Not Available | Los Angeles | 1.2 | 1 | SUN | 2012/01/01 00:00:00+00 | Y | East
-118.224 | 34.0269 | 3008 | S9116 | Dependable Highway Express Inc | 0 | Not Available | Los Angeles | 1.2 | 1 | SUN | 2012/01/01 00:00:00+00 | Y | East
-118.2068 | 34.1282 | 3009 | S9156 | Occidental College Solar Project | 0 | Not Available | Los Angeles | 1.14 | 1 | SUN | 2013/01/01 00:00:00+00 | Y | East
-118.1538 | 33.9949 | 3010 | E0113 | Commerce Refuse To Energy (Retired June 30, 2018) | 1 | Sanitation Districts of Los Angeles County | Los Angeles | 11.5 | 1 | MSW | 1986/11/01 00:00:00+00 | Y | East
-118.1487 | 34.1267 | 3011 | G0231 | Glenarm | 0 | City of Pasadena | Los Angeles | 271.76 | G9, GT 1, GT 2, GT 3, GT 4, GT 5 | NG | 1975/01/01 00:00:00+00 | N | East
-118.1411 | 33.9885 | 3012 | G0028 | Cenveo Anderson Lithograph (Shutdown May 2009) | 1 | Cenveo Corporation | Los Angeles | 5.01 | GCTG-1, STG-1 | NG | 1995/07/19 00:00:00+00 | N | East
-118.1478 | 34.1261 | 3013 | G0061 | Broadway (Retired 12/31/2016) | 1 | City of Pasadena | Los Angeles | 165 | B1, B2, B3 | NG | 1955/03/01 00:00:00+00 | N | East
-118.235 | 33.9914 | 3014 | G0145 | Smurfit Stone Container Corporation - Retired August 2002 | 1 | Jefferson Smurfit Container Corp | Los Angeles | 43.4 | 1 | NG | 1986/06/01 00:00:00+00 | N | East
-118.1656 | 33.9822 | 3015 | G0203 | NP Cogen Inc - Retired December 2001 | 1 | Newark Pacific Paperboard Corp (NP Cogen Inc) | Los Angeles | 33 | GNGT, GNST | NG | 1982/12/01 00:00:00+00 | N | East
-118.2391 | 34.0438 | 3016 | G0262 | Los Angeles Cold Storage - Retired Dec 2003 | 1 | Los Angeles Cold Storage Company | Los Angeles | 1.35 | 1 | NG | 1989/08/11 00:00:00+00 | N | East
-118.2218 | 33.9988 | 3017 | G0652 | Vernon (includes H. Gonzales) | 0 | City of Vernon | Los Angeles | 41.8 | VER1, VER2, VER3, VER4, VER5, VER6, VER7 | OIL | 1933/08/01 00:00:00+00 | N | East
-118.2437 | 34.0565 | 3018 | G0758 | Civic Center Cogen | 0 | LA County ISD (Civic Center) | Los Angeles | 35 | Brush, Fuji | NG | 1988/08/01 00:00:00+00 | N | East
-118.2204 | 33.9989 | 3019 | G0894 | Malburg Power Plant | 0 | Colorado Energy Management LLC (Malburg LLC) | Los Angeles | 158.8 | M1, M2, M3 | NG | 2005/10/17 00:00:00+00 | N | East
-118.0993 | 34.0047 | 3020 | H0412 | Rio Hondo | 0 | Metropolitan Water District | Los Angeles | 1.91 | 1 | WAT | 1993/12/01 00:00:00+00 | Y | East
-118.1033 | 33.9823 | 3021 | S0442 | Pico Rivera | 0 | Not Available | Los Angeles | 0.9 | Unit 1 | SUN | 2015/11/20 00:00:00+00 | Y | East
-118.0242 | 34.0238 | 3022 | E0127 | Puente Hills Energy Recovery | 0 | Sanitation Districts of Los Angeles County | Los Angeles | 52.8 | GEN 1, GEN 2 | LFG | 2017/06/01 00:00:00+00 | Y | East
-118.0245 | 34.0237 | 3023 | E0128 | Puente Hills Gas-to-Energy Facility Phase II (Retired 12/31/2016) | 1 | Sanitation Districts of Los Angeles County | Los Angeles | 8.1 | Gen-3, Gen-4, Gen-5 | LFG | 2006/01/01 00:00:00+00 | Y | East
-118.0472 | 33.9707 | 3024 | E0261 | Whittier LFG Power Plant 1 | 0 | J&A Santa Maria | Los Angeles | 2.2 | ENG1, ENG2 | LFG | 2006/12/01 00:00:00+00 | Y | East
-118.1224 | 34.14 | 3025 | G0757 | California Institute of Technology | 0 | California Institute of Technology | Los Angeles | 18.5 | GEN1, GEN2, GEN3, GEN4, GEN5 | NG | 2003/08/01 00:00:00+00 | N | East
-117.9452 | 34.0085 | 3026 | G0928 | Walnut Creek Energy Park | 0 | Walnut Creek Energy LLC | Los Angeles | 500.5 | 1, 2, 3, 4, 5 | NG | 2012/12/29 00:00:00+00 | N | East
-117.9399 | 34.1267 | 3027 | G1072 | Irwindale Brew Yard LLC (formerly Molson, MillerCoors) | 0 | IBY, LLC | Los Angeles | 14.86 | D175, D176, S-1, T-100, T-200 | NG | 2006/02/01 00:00:00+00 | N | East
-117.7957 | 34.1275 | 3028 | H0437 | San Dimas Hydro Recovery Plant | 0 | Metropolitan Water District | Los Angeles | 9.92 | 1 | WAT | 1981/03/01 00:00:00+00 | Y | East
-117.8051 | 34.1242 | 3029 | H0443 | San Dimas Wash | 0 | San Gabriel Valley Municipal Water District | Los Angeles | 1.05 | UNIT 1 | WAT | 1986/03/01 00:00:00+00 | Y | East
-117.7647 | 34.0953 | 3030 | G0437 | Paper-Pak Industries (Shutdown 12/31/2008) | 1 | Paper-Pak Industries | Los Angeles | 1.4 | GEN1 | NG | 1984/01/01 00:00:00+00 | N | East
-117.7741 | 34.059 | 3031 | G0562 | AltaGas Pomona Energy Inc (cogen prior to 2016) (retired 9/6/2019) | 1 | AltaGas Pomona Energy Inc | Los Angeles | 42 | 1 | NG | 1985/01/02 00:00:00+00 | N | East
-117.784 | 34.0592 | 3032 | G0565 | Blue Heron Paper - Retired 2006 | 1 | Blue Heron Paper Co of California | Los Angeles | 16.3 | Unit 1 | NG | 1966/12/01 00:00:00+00 | N | East
-117.9277 | 34.0209 | 3033 | G1042 | Pacific Palms Cogeneration (shutdown Dec 2014) | 1 | Intertie | Los Angeles | 1.99 | 1 | NG | 2002/11/01 00:00:00+00 | N | East
-117.8448 | 34.0096 | 3034 | S0221 | Industry MetroLink PV 1 | 0 | Intertie | Los Angeles | 1.5 | 1 | SUN | 2012/05/01 00:00:00+00 | Y | East
-117.7836 | 34.1078 | 3035 | S0527 | Weymouth Solar Plant | 0 | Metropolitan Water District | Los Angeles | 2.99 | Unit 1 | SUN | 2016/06/01 00:00:00+00 | Y | East
-117.8004 | 34.1058 | 3036 | S9258 | United States Department of Agriculture Forest Service | 0 | Not Available | Los Angeles | 0.25 | Unit 1 | SUN | 2014/12/31 00:00:00+00 | Y | East
-117.9062 | 34.0335 | 3037 | E0152 | MM West Covina LLC | 0 | OPAL Fuels | Los Angeles | 11.7 | GEN1, GEN2 | LFG | 1999/04/01 00:00:00+00 | Y | East
-117.8217 | 34.0409 | 3038 | E0129 | Spadra Landfill Gas to Energy (Retired September 30, 2015) | 1 | Sanitation Districts of Los Angeles County | Los Angeles | 10.6 | GEN 1 | LFG | 1991/04/04 00:00:00+00 | Y | East
-117.8511 | 34.0227 | 3039 | S0709 | Walnut High | 0 | Tesla Inc. | Los Angeles | 1.23 | 91714744-CA | SUN | 2019/09/30 00:00:00+00 | Y | East
-117.641 | 34.0561 | 3040 | G0415 | Black Hills Ontario Facility -Retired February 2009 | 1 | Black Hills Energy Capital | San Bernardino | 11.8 | Unit 1, Unit 2 | NG | 1984/12/01 00:00:00+00 | N | East
-117.7009 | 33.985 | 3041 | S0118 | SPVP002 Chino Rooftop Solar | 0 | Southern California Edison (SCE) | San Bernardino | 1.22 | 1 | SUN | 2009/10/01 00:00:00+00 | Y | East
-117.5719 | 34.0325 | 3042 | S0199 | SPVP032 Ontario - Kennedy 2 | 0 | Southern California Edison (SCE) | San Bernardino | 1.74 | 1 | SUN | 2011/12/22 00:00:00+00 | Y | East
-117.6591 | 33.9668 | 3043 | S0210 | SS San Antonio West LLC | 0 | Not Available | Riverside | 1.87 | Unit 1 | SUN | 2012/06/14 00:00:00+00 | Y | East
-117.6056 | 34.0394 | 3044 | S0433 | Terra Francesco | 0 | Kona Solar LLC | San Bernardino | 1.49 | TF | SUN | 2015/03/01 00:00:00+00 | Y | East
-117.6808 | 33.9895 | 3045 | G0404 | Chino Cogeneration | 0 | OLS Energy Chino | San Bernardino | 31.2 | GEN 1, GEN 2 | NG | 1988/03/01 00:00:00+00 | N | East
-117.6382 | 34.1024 | 3046 | G0522 | San Antonio Community Hospital | 0 | San Antonio Community Hospital | San Bernardino | 2.7 | Unit 1, Unit 2, Unit 3 | NG | 1985/01/01 00:00:00+00 | N | East
-117.5918 | 34.0505 | 3047 | S9412 | Jurupa Valley Solar PV | 0 | Sacramento PV Energy LLC | San Bernardino | 1.5 | 1 | SUN | 2014/01/03 00:00:00+00 | Y | East
-117.453 | 33.9633 | 3048 | G0922 | Riverside Energy Resource Center | 0 | City of Riverside Public Utilities Department | Riverside | 192 | 1, 2, 3, 4 | NG | 2006/06/01 00:00:00+00 | N | East
-117.5339 | 34.0904 | 3049 | G9333 | Etiwanda Peaker | 0 | Southern California Edison (SCE) | San Bernardino | 49 | 1 | NG | 2007/08/01 00:00:00+00 | N | East
-117.5608 | 34.0053 | 3050 | G9444 | Mira Loma Peaker | 0 | Southern California Edison (SCE) | San Bernardino | 49 | 1 | NG | 2007/08/01 00:00:00+00 | N | East
-117.5256 | 34.1034 | 3051 | H0174 | Etiwanda | 0 | Metropolitan Water District | San Bernardino | 23.9 | 1 | WAT | 1994/07/01 00:00:00+00 | Y | East
-117.4559 | 33.9617 | 3052 | G1035 | Riverside Water Quality Control Plant (retired 12/31/2016) | 1 | City of Riverside Regional Water Control Plant | Riverside | 4.3 | Cogen 1, Cogen 2, Cogen 3, Fuel Cell | OBG | 2000/01/01 00:00:00+00 | Y | East
-117.4 | 34.0942 | 3053 | S0128 | SPVP003 Rialto | 0 | Southern California Edison (SCE) | San Bernardino | 1.22 | 1 | SUN | 2011/03/01 00:00:00+00 | Y | East
-117.5713 | 34.0417 | 3054 | S0136 | SPVP006 Ontario | 0 | Southern California Edison (SCE) | San Bernardino | 2.55 | 1 | SUN | 2011/08/01 00:00:00+00 | Y | East
-117.5657 | 34.0421 | 3055 | S0186 | SPVP008 Ontario | 0 | Southern California Edison (SCE) | San Bernardino | 2.85 | 1 | SUN | 2010/12/30 00:00:00+00 | Y | East
-117.5706 | 34.043 | 3056 | S0187 | SPVP009 Ontario | 0 | Southern California Edison (SCE) | San Bernardino | 1.41 | 1 | SUN | 2011/01/10 00:00:00+00 | Y | East
-117.5171 | 34.0749 | 3057 | S0188 | SPVP010 Fontana (Etiwanda) | 0 | Southern California Edison (SCE) | San Bernardino | 2.25 | 1 | SUN | 2011/05/18 00:00:00+00 | Y | East
-117.5167 | 34.0802 | 3058 | S0191 | SPVP015 Fontana (Etiwanda) includes SPVP001 | 0 | Southern California Edison (SCE) | San Bernardino | 4.69 | 1 | SUN | 2010/12/29 00:00:00+00 | Y | East
-117.5129 | 34.0734 | 3059 | S0193 | SPVP017 Fontana (Etiwanda) | 0 | Southern California Edison (SCE) | San Bernardino | 4.5 | 1 | SUN | 2011/12/14 00:00:00+00 | Y | East
-117.5166 | 34.084 | 3060 | S0194 | SPVP018 Fontana (Etiwanda) | 0 | Southern California Edison (SCE) | San Bernardino | 1.94 | 1 | SUN | 2011/05/23 00:00:00+00 | Y | East
-117.5203 | 34.0802 | 3061 | S0196 | SPVP023 Fontana (Etiwanda) | 0 | Southern California Edison (SCE) | San Bernardino | 3.86 | 1 | SUN | 2011/05/12 00:00:00+00 | Y | East
-117.4253 | 34.1324 | 3062 | S0197 | SPVP026 Rialto | 0 | Southern California Edison (SCE) | San Bernardino | 8.6 | 1 | SUN | 2011/08/26 00:00:00+00 | Y | East
-117.5687 | 34.0326 | 3063 | S0200 | SPVP033 Ontario - Kennedy 3 | 0 | Southern California Edison (SCE) | San Bernardino | 1.28 | 1 | SUN | 2011/12/12 00:00:00+00 | Y | East
-117.4255 | 34.1272 | 3064 | S0227 | SPVP027 Rialto | 0 | Southern California Edison (SCE) | San Bernardino | 2.62 | 1 | SUN | 2012/11/27 00:00:00+00 | Y | East
-117.4102 | 33.9735 | 3065 | S0444 | Tequesquite Landfill Solar PV Project | 0 | CD Arevon USA Inc. | Riverside | 7.5 | Unit 1 | SUN | 2015/09/09 00:00:00+00 | Y | East
-117.5537 | 34.1001 | 3066 | S0446 | Rancho Cucamonga Distribution #1 | 0 | Kona Solar LLC | San Bernardino | 1.75 | Unit 1 | SUN | 2014/10/21 00:00:00+00 | Y | East
-117.5445 | 34.0979 | 3067 | S0447 | SunE - Rochester | 0 | Not Available | San Bernardino | 1 | Unit 1 | SUN | 2015/10/16 00:00:00+00 | Y | East
-117.5174 | 34.0286 | 3068 | S0448 | SunE - Mira Loma | 0 | Not Available | Riverside | 0.5 | Unit 1 | SUN | 2015/10/16 00:00:00+00 | Y | East
-117.5532 | 34.0451 | 3069 | S0449 | SunE - Dupont Ontario | 0 | Not Available | San Bernardino | 0.65 | Unit 1 | SUN | 2015/10/16 00:00:00+00 | Y | East
-117.5341 | 34.036 | 3070 | S0453 | SunE - E Philadelphia Ontario | 0 | Not Available | San Bernardino | 1.3 | Unit 1 | SUN | 2015/10/16 00:00:00+00 | Y | East
-117.5191 | 34.039 | 3071 | S0454 | SunE - Jurupa Fontana | 0 | Not Available | San Bernardino | 1.19 | Unit 1 | SUN | 2015/10/16 00:00:00+00 | Y | East
-117.5174 | 34.0298 | 3072 | S0572 | Dulles | 0 | Golden Solar LLC (Dulles) | Riverside | 2 | Unit 1 | SUN | 2016/11/17 00:00:00+00 | Y | East
-117.5682 | 34.0392 | 3073 | S0595 | Milliken Landfill Solar | 0 | Not Available | San Bernardino | 3 | Unit 1 | BAT | 2017/06/23 00:00:00+00 | Y | East
-117.517 | 34.0814 | 3074 | S0119 | SPVP001 Etiwanda Rooftop Solar (Merged with S0191) | 1 | Southern California Edison (SCE) | San Bernardino | 2.44 | 1 | SUN | 2008/11/01 00:00:00+00 | Y | East
-117.5619 | 34.0421 | 3075 | S9167 | SPVP012 Ontario | 0 | Southern California Edison (SCE) | San Bernardino | 0.5 | 1 | SUN | 2011/01/01 00:00:00+00 | Y | East
-117.5587 | 34.0365 | 3076 | E0206 | MN Milliken Genco LLC (Retired 2014) | 1 | OPAL Fuels | San Bernardino | 2.2 | 1, 2 | LFG | 2003/07/01 00:00:00+00 | Y | East
-117.4273 | 34.1425 | 3077 | E0209 | MN Mid Valley Genco LLC (retired 12/31/2016) | 1 | OPAL Fuels | San Bernardino | 2.6 | 1, 2 | LFG | 2003/06/01 00:00:00+00 | Y | East
-117.5404 | 34.0454 | 3078 | G0280 | Ontario Mill (New-Indy Containerboard) | 0 | New-Indy Ontario LLC | San Bernardino | 66 | GEN1, North, South | NG | 1985/06/01 00:00:00+00 | N | East
-117.5272 | 34.091 | 3079 | G0201 | Etiwanda Generating Station (Retired 6/1/2018) | 1 | NRG Marsh Landing LLC | San Bernardino | 1049.09 | UNIT 1, UNIT 2, UNIT 3, UNIT 4, UNIT 5 | NG | 1953/07/10 00:00:00+00 | N | East
-117.5308 | 34.0447 | 3080 | S9414 | Champagne Solar PV | 0 | Sacramento PV Energy LLC | San Bernardino | 1.23 | 1 | SUN | 2014/01/03 00:00:00+00 | Y | East
-117.5264 | 34.0849 | 3081 | W0397 | IEUA | 0 | Foundation Windpower | San Bernardino | 1 | WPRS 1 | WND | 2011/06/01 00:00:00+00 | Y | East
-117.4544 | 33.9628 | 3082 | F0001 | Riverside RWQCP Fuel Cell | 0 | Fuel Cell Energy | Riverside | 1.4 | MB20 | OBG | 2016/09/01 00:00:00+00 | Y | East
-117.3605 | 34.0416 | 3083 | G0911 | Agua Mansa Power Plant | 0 | City of Colton | San Bernardino | 60.5 | Unit 1 | NG | 2003/05/18 00:00:00+00 | N | East
-117.2568 | 34.0844 | 3084 | H0372 | Ontario 1 | 0 | Southern California Edison (SCE) | San Bernardino | 0.6 | 1 | WAT | 1902/12/01 00:00:00+00 | Y | East
-117.2518 | 34.0855 | 3085 | H0373 | Ontario 2 | 0 | Southern California Edison (SCE) | San Bernardino | 0.32 | 1 | WAT | 1963/06/01 00:00:00+00 | Y | East
-117.2407 | 34.082 | 3086 | G0523 | Mountainview Power - Retired December 2005 | 1 | Southern California Edison (SCE) | San Bernardino | 120 | MV 1, MV 2 | NG | 1957/08/01 00:00:00+00 | N | East
-117.2311 | 34.0863 | 3087 | S0158 | SPVP005 Redlands | 0 | Southern California Edison (SCE) | San Bernardino | 3.4 | 1 | SUN | 2011/08/01 00:00:00+00 | Y | East
-117.2281 | 34.0864 | 3088 | S0185 | SPVP007 Redlands | 0 | Southern California Edison (SCE) | San Bernardino | 3.2 | 1 | SUN | 2010/12/29 00:00:00+00 | Y | East
-117.241 | 34.076 | 3089 | S0189 | SPVP011 Redlands RDC 4 | 0 | Southern California Edison (SCE) | San Bernardino | 5.02 | 1 | SUN | 2011/10/10 00:00:00+00 | Y | East
-117.2348 | 34.0835 | 3090 | S0190 | SPVP013 Redlands | 0 | Southern California Edison (SCE) | San Bernardino | 4.93 | 1 | SUN | 2011/09/15 00:00:00+00 | Y | East
-117.2342 | 34.0857 | 3091 | S0192 | SPVP016 Redlands | 0 | Southern California Edison (SCE) | San Bernardino | 1.75 | 1 | SUN | 2011/05/18 00:00:00+00 | Y | East
-117.2134 | 34.08 | 3092 | S0195 | SPVP022 Redlands | 0 | Southern California Edison (SCE) | San Bernardino | 3.09 | 1 | SUN | 2010/11/15 00:00:00+00 | Y | East
-117.2743 | 34.0948 | 3093 | S0198 | SPVP028 San Bernardino (Vista 28) | 0 | Southern California Edison (SCE) | San Bernardino | 4.86 | 1 | SUN | 2011/12/20 00:00:00+00 | Y | East
-117.2281 | 34.0827 | 3094 | S0322 | SPVP048 Redlands | 0 | Southern California Edison (SCE) | San Bernardino | 5 | 1 | SUN | 2014/08/12 00:00:00+00 | Y | East
-117.2146 | 34.1424 | 3095 | S0361 | Patton State Hospital II� | 0 | Not Available | San Bernardino | 0.99 | 1 | SUN | 2012/07/03 00:00:00+00 | Y | East
-117.2668 | 34.0949 | 3096 | S0370 | Kohl's - San Bernardino - Mill | 0 | Longroad Energy | San Bernardino | 1 | 1 | SUN | 2007/11/28 00:00:00+00 | Y | East
-117.267 | 34.0854 | 3097 | S0377 | Kohl's - San Bernardino - Central | 0 | Silicon Ranch Corporation | San Bernardino | 1 | 1 | SUN | 2012/08/24 00:00:00+00 | Y | East
-117.2477 | 34.1004 | 3098 | S0451 | SunE - San Bernardino | 0 | Not Available | San Bernardino | 1.9 | Unit 1 | SUN | 2015/10/16 00:00:00+00 | Y | East
-117.2295 | 34.0762 | 3099 | S0452 | SunE - Redlands | 0 | Not Available | San Bernardino | 1.83 | Unit 1 | SUN | 2015/10/16 00:00:00+00 | Y | East
-117.2502 | 34.0501 | 3100 | S9153 | Loma Linda VA Health Care System | 0 | Not Available | San Bernardino | 2.83 | 1, 2 | SUN | 2012/01/01 00:00:00+00 | Y | East
-117.3402 | 34.0473 | 3101 | E0204 | MN Colton Genco LLC (Retired 2013) | 1 | OPAL Fuels | San Bernardino | 1.3 | 1 | LFG | 2004/04/01 00:00:00+00 | Y | East
-117.2627 | 34.0513 | 3102 | G0317 | Loma Linda University Cogeneration | 0 | Loma Linda University | San Bernardino | 11.6 | GEN1, GEN2, GEN3 | NG | 1989/11/01 00:00:00+00 | N | East
-117.3314 | 34.023 | 3103 | G0259 | Riverside Canal Power (Retired 12/31/2004) | 1 | Riverside Canal Power Co Inc | San Bernardino | 140 | RC 1, RC 2, RC 3, RC 4 | NG | 1952/08/01 00:00:00+00 | N | East
-117.2419 | 34.0817 | 3104 | G0795 | Mountainview Generating Station | 0 | Southern California Edison (SCE) | San Bernardino | 1054 | Unit 3, Unit 4 | NG | 2005/12/10 00:00:00+00 | N | East
-117.3538 | 34.0607 | 3105 | G0821 | Alliance Drews (Agua Mansa Colton) | 0 | Colton Power LP | San Bernardino | 45.56 | D1, D2, D3, D4 | NG | 2001/08/01 00:00:00+00 | N | East
-117.3072 | 34.0598 | 3106 | G0842 | Alliance Century | 0 | Colton Power LP | San Bernardino | 45.56 | Unit 1, Unit 2, Unit 3, Unit 4 | NG | 2001/09/01 00:00:00+00 | N | East
-117.0773 | 34.074 | 3107 | H0331 | Mill Creek 1 | 0 | Southern California Edison (SCE) | San Bernardino | 0.8 | 1 | WAT | 1935/01/17 00:00:00+00 | Y | East
-117.0684 | 34.0773 | 3108 | H0332 | Mill Creek 2 | 0 | Southern California Edison (SCE) | San Bernardino | 0.25 | 1 | WAT | 1904/08/01 00:00:00+00 | Y | East
-117.0394 | 34.088 | 3109 | H0333 | Mill Creek 3 | 0 | Southern California Edison (SCE) | San Bernardino | 3 | 3, 4, 5 | WAT | 1903/03/01 00:00:00+00 | Y | East
-117.0991 | 34.1076 | 3110 | H0462 | Santa Ana 3 | 0 | Southern California Edison (SCE) | San Bernardino | 3.1 | 1 | WAT | 1947/04/01 00:00:00+00 | Y | East
-117.1215 | 33.9551 | 3111 | E0210 | RCWMD Badlands Power Plant | 1 | County of Riverside Waste Management Department | Riverside | 1.3 | 1 | LFG | 2001/02/01 00:00:00+00 | Y | East
-116.8949 | 34.0186 | 3112 | H0445 | San Gorgonio 1 | 1 | Southern California Edison (SCE) | Riverside | 1.5 | 1 | WAT | 1923/12/01 00:00:00+00 | Y | East
-116.3702 | 34.1236 | 3113 | S0169 | Coronus Yucca Valley East 1 | 0 | Coronus | San Bernardino | 1.5 | Unit 1 | SUN | 2013/07/15 00:00:00+00 | Y | East
-116.3704 | 34.1235 | 3114 | S0170 | Coronus Yucca Valley East 2 | 0 | Coronus | San Bernardino | 1.5 | Unit 1 | SUN | 2013/07/15 00:00:00+00 | Y | East
-116.3702 | 34.123 | 3115 | S0171 | Coronus Yucca Valley East 3 | 0 | Coronus | San Bernardino | 1.5 | Unit 1 | SUN | 2014/07/15 00:00:00+00 | Y | East
-116.2245 | 34.1341 | 3116 | S0172 | Coronus Joshua Tree East 1 | 0 | Coronus | San Bernardino | 1.5 | Unit 1 | SUN | 2013/07/15 00:00:00+00 | Y | East
-116.2244 | 34.1341 | 3117 | S0173 | Coronus Joshua Tree East 2 | 0 | Coronus | San Bernardino | 1.5 | Unit 1 | SUN | 2013/07/15 00:00:00+00 | Y | East
-116.2242 | 34.1341 | 3118 | S0174 | Coronus Joshua Tree East 3 | 0 | Coronus | San Bernardino | 1.5 | Unit 1 | SUN | 2013/07/15 00:00:00+00 | Y | East
-119.365 | 34.3187 | 3119 | G0658 | Centaur Generator Facility (Shut Down 8/1/08) | 1 | Vintage Petroleum Inc | Ventura | 3.5 | HG88583 | NG | 1988/12/01 00:00:00+00 | N | East
-119.2477 | 34.2056 | 3120 | G1041 | McGrath Peaker | 0 | Southern California Edison (SCE) | Ventura | 49 | 1 | NG | 2012/11/01 00:00:00+00 | N | East
-119.1344 | 34.2097 | 3121 | S0368 | Procter & Gamble - Oxnard | 0 | Longroad Energy | Ventura | 1 | 1 | SUN | 2009/09/25 00:00:00+00 | Y | East
-119.1641 | 34.1926 | 3122 | S0450 | SunE - Oxnard | 0 | Not Available | Ventura | 2.7 | Unit 1 | SUN | 2015/10/16 00:00:00+00 | Y | East
-119.2115 | 34.2333 | 3123 | E0125 | Oxnard - Closed December 2009 | 1 | Pacific Recovery Corp | Ventura | 14.85 | 1, 1-3, 2, 3 | LFG | 1985/12/01 00:00:00+00 | Y | East
-119.1665 | 34.1959 | 3124 | G0180 | EF Oxnard Inc. | 0 | EF Oxnard Inc | Ventura | 48.5 | Unit 1 | NG | 1990/06/01 00:00:00+00 | N | East
-119.2508 | 34.2065 | 3125 | G0330 | Mandalay Generating Station (Retired 2/6/2018) | 1 | GenOn Holdings Inc. | Ventura | 573.33 | UNIT 1, UNIT 2, UNIT 3 | NG | 1959/05/01 00:00:00+00 | N | East
-119.1406 | 34.2097 | 3126 | G0468 | The Procter & Gamble Paper Products Co. | 0 | Procter & Gamble Paper Products Company | Ventura | 69.8 | 1, 2 | NG | 1982/03/01 00:00:00+00 | N | East
-119.0829 | 34.1781 | 3127 | G1046 | Glass House Camarillo | 0 | Glass House Camarillo | Ventura | 13.05 | 1, 2, 3 | NG | 2012/09/01 00:00:00+00 | N | East
-119.0691 | 34.213 | 3128 | H0076 | Springville Reservoir | 0 | Calleguas Municipal Water District | Ventura | 1 | 1 | WAT | 1994/01/01 00:00:00+00 | Y | East
-119.0479 | 34.1621 | 3129 | G0403 | CI Power Cogeneration Plant (OLS Camarillo) | 0 | CI Power Cogeneration Plant | Ventura | 31.2 | Unit GTG, Unit STG | NG | 1987/04/01 00:00:00+00 | N | East
-118.7211 | 34.1478 | 3130 | E0227 | Calabasas Gas-to-Energy Facility | 0 | Sanitation Districts of Los Angeles County | Los Angeles | 13.8 | Gen-1, Gen-2, Gen-3 | LFG | 2010/07/12 00:00:00+00 | Y | East
-118.8019 | 34.2918 | 3131 | E0208 | Simi Valley Landfill (Retired 9/30/2016) | 1 | WM Energy Solutions Inc | Ventura | 2.7 | 1, 2 | LFG | 2004/12/01 00:00:00+00 | Y | East
-118.624 | 34.262 | 3132 | H0078 | East Portal Generator | 0 | Calleguas Municipal Water District | Los Angeles | 1.25 | 4022 | WAT | 1984/01/01 00:00:00+00 | Y | East
-118.5747 | 34.1838 | 3133 | S0181 | Pierce College LACCD | 0 | Los Angeles Community College District | Los Angeles | 2.1 | 3_SIPs | SUN | 2010/10/19 00:00:00+00 | Y | East
-118.5823 | 34.1856 | 3134 | S0219 | LAPC Carport Shade Structures (Los Angeles Pierce College) | 0 | Los Angeles Community College District | Los Angeles | 2.09 | 1, 2 | SUN | 2010/08/19 00:00:00+00 | Y | East
-118.5801 | 34.1833 | 3135 | S9158 | Los Angeles Community College District | 0 | Not Available | Los Angeles | 2.28 | 1 | SUN | 2013/01/01 00:00:00+00 | Y | East
-118.4439 | 34.3264 | 3136 | G0899 | Olive View Medical Center | 0 | LA County ISD (Health Services) | Los Angeles | 5.78 | GTU #1, GTU #2 | NG | 1985/07/01 00:00:00+00 | N | East
-118.4944 | 34.3182 | 3137 | H0189 | Foothill | 0 | Los Angeles Department of Water & Power (LADWP) | Los Angeles | 9.9 | Unit 1 | WAT | 1971/10/06 00:00:00+00 | Y | East
-118.3515 | 34.2081 | 3138 | H0211 | Greg Avenue | 0 | Metropolitan Water District | Los Angeles | 1 | 1 | WAT | 1979/09/01 00:00:00+00 | Y | East
-118.3855 | 34.2606 | 3139 | H0438 | San Fernando | 0 | Los Angeles Department of Water & Power (LADWP) | Los Angeles | 6.4 | Unit 1, Unit 2 | WAT | 1922/10/22 00:00:00+00 | Y | East
-118.3908 | 34.1945 | 3140 | H0616 | North Hollywood Pumping Plant | 0 | Los Angeles Department of Water & Power (LADWP) | Los Angeles | 1 | Unit 1 | WAT | 1993/01/01 00:00:00+00 | Y | East
-118.4777 | 34.2439 | 3141 | S9155 | Sepulveda Ambulatory Care Center | 0 | Not Available | Los Angeles | 4 | 1 | SUN | 2012/01/01 00:00:00+00 | Y | East
-118.3805 | 34.2419 | 3142 | E0153 | Bradley Landfill | 0 | Los Angeles Department of Water & Power (LADWP) | Los Angeles | 6 | 1 | LFG | 2001/01/01 00:00:00+00 | Y | East
-118.3896 | 34.2926 | 3143 | E0168 | MM Lopez Energy LLC | 0 | OPAL Fuels | Los Angeles | 6.1 | GEN 1, GEN 2 | LFG | 1999/01/01 00:00:00+00 | Y | East
-118.3798 | 34.2214 | 3144 | E0142 | Penrose Landfill - Retired December 2005 | 1 | SCS Energy | Los Angeles | 18.65 | 1, 2, 3, 4, 5, G1, G2, G3, G4, G5 | LFG | 1985/12/01 00:00:00+00 | Y | East
-118.5192 | 34.3357 | 3145 | E0258 | Sunshine Gas Producers Renewable Energy Project | 0 | Sunshine Gas Producers LLC | Los Angeles | 23 | 1, 2, 3, 4, 5 | LFG | 2014/09/01 00:00:00+00 | Y | East
-118.3909 | 34.2447 | 3146 | G0648 | Valley Generating Station | 0 | Los Angeles Department of Water & Power (LADWP) | Los Angeles | 1005.96 | Unit #1, Unit #2, Unit #3, Unit #4, Unit #5, Unit #6, Unit #7, Unit #8 | NG | 1954/01/01 00:00:00+00 | N | East
-118.3049 | 34.1463 | 3147 | E0143 | Toyon Landfill Gas Conversion LLC (Indef Shutdown 6/2015) | 0 | Toyon Landfill Gas Conversion LLC | Los Angeles | 20.41 | 1, 2, 3, 4, 5, G1, G2 | LFG | 1985/12/01 00:00:00+00 | Y | East
-118.3147 | 34.1774 | 3148 | G0063 | Lake 1 | 0 | Burbank Water and Power | Los Angeles | 60.5 | Lake 1 | NG | 2002/06/22 00:00:00+00 | N | East
-118.2789 | 34.1554 | 3149 | G0236 | Grayson | 0 | City of Glendale | Los Angeles | 340 | 1, 2, 3, 4, 5, 6, 7, 8-A, 8-B/C, 9 | NG | 1941/04/15 00:00:00+00 | N | East
-118.3142 | 34.1783 | 3150 | G0329 | Magnolia | 0 | Burbank Water and Power | Los Angeles | 495.2 | 4-5, GT, ST | NG | 1953/09/01 00:00:00+00 | N | East
-118.3144 | 34.1769 | 3151 | G0410 | Olive | 0 | Burbank Water and Power | Los Angeles | 162.8 | Olive 1, Olive 2, Olive 3, Olive 4 | NG | 1958/01/01 00:00:00+00 | N | East
-118.0951 | 34.1685 | 3152 | G0762 | St Luke Medical Center | 1 | St Luke Medical Center | Los Angeles | 1 | 1 | NG | 1984/01/01 00:00:00+00 | N | East
-117.9084 | 34.155 | 3153 | H0014 | Azusa | 0 | City of Pasadena | Los Angeles | 3 | 1 | WAT | 1949/02/01 00:00:00+00 | Y | East
-117.8557 | 34.2043 | 3154 | H0442 | San Gabriel Hydroelectric Project | 0 | Los Angeles County Flood Control District | Los Angeles | 4.98 | U1, U2 | WAT | 1987/12/01 00:00:00+00 | Y | East
-117.684 | 34.1554 | 3155 | H0479 | Sierra | 0 | Southern California Edison (SCE) | San Bernardino | 0.48 | 1, 2 | WAT | 1922/01/01 00:00:00+00 | Y | East
-117.3973 | 34.1553 | 3156 | H0187 | Fontana | 0 | Southern California Edison (SCE) | San Bernardino | 1.9 | 1 | WAT | 1917/12/01 00:00:00+00 | Y | East
-117.4863 | 34.2316 | 3157 | H0298 | Lytle Creek | 0 | Southern California Edison (SCE) | San Bernardino | 0.5 | 1 | WAT | 1947/07/21 00:00:00+00 | Y | East
-117.324 | 34.1859 | 3158 | G1048 | California State - San Bernardino Fuel Cell Unit | 0 | Southern California Edison (SCE) | San Bernardino | 1.4 | 1 | NG | 2013/07/13 00:00:00+00 | N | East
-117.3346 | 34.2056 | 3159 | H0137 | Devil Canyon | 0 | California Department of Water Resources | San Bernardino | 276.46 | 1, 2, 3, 4 | WAT | 1972/12/01 00:00:00+00 | Y | East
-117.3231 | 34.3078 | 3160 | H0337 | Mojave Siphon | 0 | California Department of Water Resources | San Bernardino | 32.79 | 1, 2, 3 | WAT | 1996/08/01 00:00:00+00 | Y | East
-117.0587 | 34.1455 | 3161 | H0460 | Santa Ana 1 | 0 | Southern California Edison (SCE) | San Bernardino | 3.2 | 1, 2, 3, 4 | WAT | 1899/01/01 00:00:00+00 | Y | East
-116.8853 | 34.2467 | 3162 | G0930 | Bear Valley Power Plant | 0 | Golden State Water Company (BVES) | San Bernardino | 8.4 | 1, 2, 3, 4, 5, 6, 7 | NG | 2005/01/01 00:00:00+00 | N | East
-116.8155 | 34.27 | 3163 | G1074 | Big Bear Area Regional Wastewater Agency | 0 | Big Bear Area Regional Wastewater Agency | San Bernardino | 1.1 | Cummins 1, Cummins 2, Waukesha | NG | 2003/07/15 00:00:00+00 | N | East
-116.1533 | 34.1747 | 3164 | S0164 | SEPV 2 (Gestamp - GASNA) | 0 | X-Elio North America Inc. | San Bernardino | 2 | 1 | SUN | 2012/06/01 00:00:00+00 | Y | East
-116.0721 | 34.1761 | 3165 | S0165 | Coronus 29-Palms North 1 | 0 | Coronus | San Bernardino | 1.5 | Unit 1 | SUN | 2014/01/15 00:00:00+00 | Y | East
-116.0721 | 34.1762 | 3166 | S0166 | Coronus 29-Palms North 2 | 0 | Coronus | San Bernardino | 1.5 | Unit 1 | SUN | 2014/01/15 00:00:00+00 | Y | East
-116.0721 | 34.176 | 3167 | S0167 | Coronus 29-Palms North 3 | 0 | Coronus | San Bernardino | 1.5 | Unit 1 | SUN | 2014/01/15 00:00:00+00 | Y | East
-116.2366 | 34.1657 | 3168 | S0289 | Cascade Solar PV | 0 | Longroad Energy | San Bernardino | 18.5 | 1 | SUN | 2014/03/19 00:00:00+00 | Y | East
-116.1527 | 34.1706 | 3169 | S9409 | Highlander Solar 1 (SEPV8) | 0 | Duke Energy Renewables | San Bernardino | 12 | SEPV8 | SUN | 2013/06/12 00:00:00+00 | Y | East
-116.0921 | 34.1914 | 3170 | S9410 | Highlander Solar 2 (SEPV9) | 0 | Duke Energy Renewables | San Bernardino | 9 | SEPV9 | SUN | 2013/06/11 00:00:00+00 | Y | East
-114.1403 | 34.2953 | 3171 | H0381 | Parker | 0 | United States Bureau of Reclamation | San Bernardino | 120 | UNIT 1, UNIT 2, UNIT 3, UNIT 4 | WAT | 1942/12/01 00:00:00+00 | Y | East
-120.2051 | 34.4752 | 3172 | G0453 | Point Arguello Pipeline Co.(Gaviota) (Retired 12/31/2019) | 1 | Freeport-McMoRan Oil & Gas | Santa Barbara | 17.5 | GENA, GENB, GENC, GEND, GENE | NG | 1987/12/01 00:00:00+00 | N | West
-120.1283 | 34.4771 | 3173 | E0095 | MM Tajiguas Energy LLC | 1 | OPAL Fuels | Santa Barbara | 3.05 | Unit 1 | LFG | 2000/08/01 00:00:00+00 | Y | West
-120.0423 | 34.4836 | 3174 | G0202 | ExxonMobil Las Flores Canyon | 0 | ExxonMobil Production Company | Santa Barbara | 49.8 | ZAN-2501, ZAN-2507 | NG | 1993/09/15 00:00:00+00 | N | West
-119.9 | 34.4314 | 3175 | G0195 | Ellwood Generating Station | 0 | GenOn Holdings Inc. | Santa Barbara | 56.7 | UNIT 1 | NG | 1974/08/01 00:00:00+00 | N | West
-119.8428 | 34.4155 | 3176 | G0578 | UCSB Fuel Cell | 0 | Southern California Edison (SCE) | Santa Barbara | 0.2 | 1 | NG | 2012/08/10 00:00:00+00 | N | West
-119.4228 | 34.3555 | 3177 | G0643 | Rincon Facility (Retired 12/31/2005) | 1 | Dos Cuadras Offshore Resources LLC | Ventura | 3 | GEN1 | NG | 1992/03/01 00:00:00+00 | N | East
-118.9979 | 34.4008 | 3178 | E0256 | Toland Road Landfill (Ventura) (Retired 6/1/2019) | 1 | Ventura Regional Sanitation District | Ventura | 2.25 | 1 | LFG | 2009/07/01 00:00:00+00 | Y | East
-118.7524 | 34.4596 | 3179 | H0533 | Santa Felicia | 0 | United Water Conservation District | Ventura | 1.42 | UNIT 1, UNIT 2 | WAT | 1987/06/01 00:00:00+00 | Y | East
-118.6092 | 34.5147 | 3180 | H0188 | Foothill Feeder | 0 | Metropolitan Water District | Los Angeles | 9.04 | 1, 2 | WAT | 1981/04/01 00:00:00+00 | Y | East
-118.525 | 34.5344 | 3181 | H0440 | San Francisquito 2 | 0 | Los Angeles Department of Water & Power (LADWP) | Los Angeles | 46 | Unit 1, Unit 2, Unit 3 | WAT | 1919/07/06 00:00:00+00 | Y | East
-118.6444 | 34.4303 | 3182 | E0250 | Ameresco Chiquita Energy | 0 | Ameresco Inc | Los Angeles | 9.2 | Unit 1, Unit 2 | LFG | 2010/11/23 00:00:00+00 | Y | East
-118.5935 | 34.4637 | 3183 | G0157 | Pitchess Cogeneration Station (Retired November 2, 2018) | 1 | County of Los Angeles | Los Angeles | 28.75 | CTG, STG | NG | 1987/07/31 00:00:00+00 | N | East
-118.4949 | 34.3841 | 3184 | G0032 | Berry Placerita Cogen | 0 | Shadow Wolf Energy | Los Angeles | 42.8 | Cogen 42, Cogen 42-2 | NG | 1990/03/01 00:00:00+00 | N | East
-118.5005 | 34.3815 | 3185 | G0006 | CES Placerita Inc. (CESP) - Retired December 2010 | 1 | Clean Energy Systems Inc | Los Angeles | 120 | UNIT 1, UNIT 2, UNIT 3 | NG | 1988/06/01 00:00:00+00 | N | East
-117.9163 | 34.5127 | 3186 | S0543 | Pearblossom Solar | 0 | SunPower Capital Services | Los Angeles | 9.5 | M1340 | SUN | 2016/12/29 00:00:00+00 | Y | East
-117.4748 | 34.5124 | 3187 | S0279 | RE Victor Phelan Solar One | 0 | Goldman Sachs | San Bernardino | 17.5 | 1 | SUN | 2013/12/06 00:00:00+00 | Y | East
-117.5622 | 34.4732 | 3188 | S0351 | Snowline - Duncan Road (North) | 0 | Not Available | San Bernardino | 1.5 | 1 | SUN | 2014/10/02 00:00:00+00 | Y | East
-117.5636 | 34.4746 | 3189 | S0352 | Snowline - Duncan Road (South) | 0 | Not Available | San Bernardino | 1 | 1 | SUN | 2014/10/02 00:00:00+00 | Y | East
-117.4697 | 34.4175 | 3190 | S0353 | Snowline - White Road (North) | 0 | Not Available | San Bernardino | 1.5 | 1 | SUN | 2014/11/25 00:00:00+00 | Y | East
-117.4696 | 34.4148 | 3191 | S0354 | Snowline - White Road (South) | 0 | Not Available | San Bernardino | 1.5 | 1 | SUN | 2014/10/02 00:00:00+00 | Y | East
-117.4695 | 34.4126 | 3192 | S0355 | Snowline - White Road (Central) | 0 | Not Available | San Bernardino | 1.5 | 1 | SUN | 2014/11/25 00:00:00+00 | Y | East
-117.4699 | 34.4979 | 3193 | S0417 | Victor Dry Farm Ranch A | 0 | S-Power (Sustainable Power Group) | San Bernardino | 5 | VDFRA | SUN | 2015/06/08 00:00:00+00 | Y | East
-117.4723 | 34.4979 | 3194 | S0418 | Victor Dry Farm Ranch B | 0 | S-Power (Sustainable Power Group) | San Bernardino | 5 | VDFRB | SUN | 2015/06/08 00:00:00+00 | Y | East
-117.387 | 34.5094 | 3195 | S0419 | Victor Mesa Linda D2 | 0 | S-Power (Sustainable Power Group) | San Bernardino | 1.5 | VMLD2 | SUN | 2014/11/01 00:00:00+00 | Y | East
-117.3875 | 34.5088 | 3196 | S0420 | Victor Mesa Linda E2 | 0 | S-Power (Sustainable Power Group) | San Bernardino | 1.5 | VMLE2 | SUN | 2014/11/01 00:00:00+00 | Y | East
-117.3878 | 34.5134 | 3197 | S9274 | Victor Mesa Linda B2 | 0 | S-Power (Sustainable Power Group) | San Bernardino | 1.5 | Unit 1 | SUN | 2013/12/31 00:00:00+00 | Y | East
-117.3868 | 34.5118 | 3198 | S9285 | Victor Mesa Linda C2 | 0 | S-Power (Sustainable Power Group) | San Bernardino | 1.5 | Unit 1 | SUN | 2014/11/10 00:00:00+00 | Y | East
-117.377 | 34.4345 | 3199 | S0168 | SunEdison Hesperia Solar PV | 0 | Not Available | San Bernardino | 1.5 | 1 | SUN | 2014/08/04 00:00:00+00 | Y | East
-117.2574 | 34.4801 | 3200 | S0360 | SolFocus - Victor Valley Community College | 0 | Not Available | San Bernardino | 1.25 | 1 | SUN | 2010/06/30 00:00:00+00 | Y | East
-117.1441 | 34.4966 | 3201 | S9281 | Powhatan Solar Power Generation Station 1 | 0 | S-Power (Sustainable Power Group) | San Bernardino | 1.5 | Unit 1 | SUN | 2013/12/01 00:00:00+00 | Y | East
-117.1539 | 34.5095 | 3202 | S9283 | Drew Energy LLC | 0 | Not Available | San Bernardino | 1 | Unit 1 | SUN | 2014/12/31 00:00:00+00 | Y | East
-116.8659 | 34.397 | 3203 | S0328 | Lone Valley Solar Park 1 | 0 | EDP Renewables North America LLC | San Bernardino | 10 | 1 | SUN | 2014/10/01 00:00:00+00 | Y | East
-116.8625 | 34.4083 | 3204 | S0329 | Lone Valley Solar Park 2 | 0 | EDP Renewables North America LLC | San Bernardino | 20 | 2 | SUN | 2014/10/01 00:00:00+00 | Y | East
-118.7882 | 34.6852 | 3205 | H0567 | William E. Warne | 0 | California Department of Water Resources | Los Angeles | 74.3 | 1, 2 | WAT | 1982/11/01 00:00:00+00 | Y | East
-118.6563 | 34.5868 | 3206 | H0039 | Castaic Efficiency (Small Hydro) | 0 | Los Angeles Department of Water & Power (LADWP) | Los Angeles | 9 | Unit 1 | WAT | 1978/10/01 00:00:00+00 | Y | East
-118.6566 | 34.5874 | 3207 | H0090 | Castaic (Pumped Storage) | 0 | Los Angeles Department of Water & Power (LADWP) | Los Angeles | 1331 | Unit #1, Unit #2, Unit #3, Unit #4, Unit #5, Unit #6, Unit #7 | WAT | 1973/09/01 00:00:00+00 | Y | East
-118.4547 | 34.5902 | 3208 | H0441 | San Francisquito 1 | 0 | Los Angeles Department of Water & Power (LADWP) | Los Angeles | 69.38 | Unit #1A, Unit #3, Unit #4, Unit #5A | WAT | 1983/05/01 00:00:00+00 | Y | East
-118.3047 | 34.7089 | 3209 | S0239 | TA High Desert Antelope Power Plant | 0 | Clearway Energy | Los Angeles | 20 | 1 | SUN | 2013/03/25 00:00:00+00 | Y | East
-118.2883 | 34.6662 | 3210 | S0261 | Radiance Solar 4 | 0 | QE - Foresight Group US | Los Angeles | 1.5 | 1 | SUN | 2013/07/01 00:00:00+00 | Y | East
-118.287 | 34.6646 | 3211 | S0262 | Radiance Solar 5 | 0 | QE - Foresight Group US | Los Angeles | 1.5 | 1 | SUN | 2013/07/01 00:00:00+00 | Y | East
-118.33 | 34.6865 | 3212 | S0271 | Western Antelope Blue Sky Ranch A | 0 | S-Power (Sustainable Power Group) | Los Angeles | 20 | 1 | SUN | 2014/11/01 00:00:00+00 | Y | East
-118.3278 | 34.6935 | 3213 | S0318 | West Antelope Solar Park | 0 | Onward Energy | Los Angeles | 20 | 1 | SUN | 2014/11/10 00:00:00+00 | Y | East
-118.2342 | 34.6946 | 3214 | S0356 | CA State Prison LA County (CSPL) | 0 | Silicon Ranch Corporation | Los Angeles | 2 | 1 | SUN | 2012/12/19 00:00:00+00 | Y | East
-118.3338 | 34.703 | 3215 | S0432 | Sierra Solar Greenworks LLC | 0 | S-Power (Sustainable Power Group) | Los Angeles | 20 | Unit 1 | SUN | 2015/11/01 00:00:00+00 | Y | East
-118.2872 | 34.6915 | 3216 | S0548 | Antelope Big Sky Ranch | 0 | S-Power (Sustainable Power Group) | Los Angeles | 20 | Unit 1 | SUN | 2016/08/19 00:00:00+00 | Y | East
-118.2287 | 34.7006 | 3217 | S0549 | Central Antelope Dry Ranch C | 0 | S-Power (Sustainable Power Group) | Los Angeles | 20 | Unit 1 | SUN | 2016/05/06 00:00:00+00 | Y | East
-118.2856 | 34.6561 | 3218 | S0552 | Antelope DSR 1 - Big Sky Solar 1 | 0 | S-Power (Sustainable Power Group) | Los Angeles | 50 | Unit 1 | SUN | 2016/12/20 00:00:00+00 | Y | East
-118.3133 | 34.6597 | 3219 | S0553 | Antelope DSR 2 - Big Sky Solar 2 | 0 | S-Power (Sustainable Power Group) | Los Angeles | 5 | Unit 1 | SUN | 2016/12/20 00:00:00+00 | Y | East
-118.3034 | 34.7269 | 3220 | S0556 | Elevation Solar C | 0 | S-Power (Sustainable Power Group) | Los Angeles | 40 | Unit 1 | SUN | 2016/12/02 00:00:00+00 | Y | East
-118.2936 | 34.6613 | 3221 | S0558 | Solverde 1 | 0 | S-Power (Sustainable Power Group) | Los Angeles | 85 | Unit 1 | SUN | 2016/12/20 00:00:00+00 | Y | East
-118.3127 | 34.7157 | 3222 | S0559 | Summer Solar | 0 | S-Power (Sustainable Power Group) | Los Angeles | 20 | Unit 1 | SUN | 2016/07/25 00:00:00+00 | Y | East
-118.3126 | 34.727 | 3223 | S0560 | North Lancaster Ranch | 0 | S-Power (Sustainable Power Group) | Los Angeles | 20 | Unit 1 | SUN | 2016/12/31 00:00:00+00 | Y | East
-118.3128 | 34.6872 | 3224 | S0568 | Western Antelope Blue Sky Ranch B | 0 | S-Power (Sustainable Power Group) | Los Angeles | 20 | Unit 1 | SUN | 2016/12/02 00:00:00+00 | Y | East
-118.3056 | 34.7169 | 3225 | S0592 | Lancaster B | 0 | Not Available | Los Angeles | 3 | Unit 1 | SUN | 2017/04/22 00:00:00+00 | Y | East
-118.2815 | 34.7175 | 3226 | S0597 | Portal Ridge B, LLC | 0 | D. E. Shaw | Los Angeles | 20 | PRB | SUN | 2017/02/15 00:00:00+00 | Y | East
-118.3052 | 34.7127 | 3227 | S0598 | Portal Ridge C, LLC | 0 | D. E. Shaw | Los Angeles | 11.4 | PRC | SUN | 2017/04/21 00:00:00+00 | Y | East
-118.3141 | 34.6783 | 3228 | S0613 | Bayshore Solar B | 0 | S-Power (Sustainable Power Group) | Los Angeles | 20 | Unit 1 | SUN | 2017/12/20 00:00:00+00 | Y | East
-118.3142 | 34.6813 | 3229 | S0614 | Bayshore Solar C | 0 | S-Power (Sustainable Power Group) | Los Angeles | 20 | Unit 1 | SUN | 2017/12/20 00:00:00+00 | Y | East
-118.2983 | 34.6678 | 3230 | S0615 | Bayshore Solar A | 0 | S-Power (Sustainable Power Group) | Los Angeles | 20 | Unit 1 | SUN | 2017/12/20 00:00:00+00 | Y | East
-118.1815 | 34.7244 | 3231 | S0627 | Rite Aid - Lancaster | 0 | Tesla Inc. | Los Angeles | 1.1 | 9352376-CA | SUN | 2015/03/16 00:00:00+00 | Y | East
-118.1877 | 34.6916 | 3232 | S0645 | Antelope Valley Lancaster Solar 1 (Avenue F) | 0 | Tesla Inc. | Los Angeles | 3.8 | Unit 1 | SUN | 2017/08/25 00:00:00+00 | Y | East
-118.3089 | 34.7206 | 3233 | S0669 | Delsur Solar | 0 | Not Available | Los Angeles | 10 | Unit 1 | SUN | 2016/03/16 00:00:00+00 | Y | East
-118.2999 | 34.7335 | 3234 | S0694 | Antelope DSR 3 | 0 | S-Power (Sustainable Power Group) | Los Angeles | 20 | Unit 1 | SUN | 2019/09/26 00:00:00+00 | Y | East
-118.2018 | 34.7 | 3235 | S9210 | Abby Power LLC | 0 | Not Available | Los Angeles | 1.5 | Unit 1 | SUN | 2014/12/31 00:00:00+00 | Y | East
-118.2018 | 34.7 | 3236 | S9211 | Amy Solar LLC | 0 | Not Available | Los Angeles | 1.5 | Unit 1 | SUN | 2014/12/31 00:00:00+00 | Y | East
-118.2018 | 34.7 | 3237 | S9213 | Ayden Power LLC | 0 | Not Available | Los Angeles | 1.5 | Unit 1 | SUN | 2014/12/31 00:00:00+00 | Y | East
-118.2018 | 34.7 | 3238 | S9215 | Carly Solar LLC | 0 | Not Available | Los Angeles | 1 | Unit 1 | SUN | 2014/12/31 00:00:00+00 | Y | East
-118.2018 | 34.7 | 3239 | S9217 | CSC Solar I LLC | 0 | Not Available | Los Angeles | 1.5 | Unit 1 | SUN | 2014/12/31 00:00:00+00 | Y | East
-118.2018 | 34.7 | 3240 | S9218 | CSC Solar II LLC | 0 | Not Available | Los Angeles | 1 | Unit 1 | SUN | 2014/12/31 00:00:00+00 | Y | East
-118.2018 | 34.7 | 3241 | S9219 | CSC Solar LLC | 0 | Not Available | Los Angeles | 1.5 | Unit 1 | SUN | 2014/12/31 00:00:00+00 | Y | East
-118.2018 | 34.7 | 3242 | S9220 | D2 Solar 1 LLC | 0 | Not Available | Los Angeles | 1.5 | Unit 1 | SUN | 2014/12/31 00:00:00+00 | Y | East
-118.2018 | 34.7 | 3243 | S9221 | D2 Solar 2 LLC | 0 | Not Available | Los Angeles | 1.5 | Unit 1 | SUN | 2014/12/31 00:00:00+00 | Y | East
-118.2018 | 34.7 | 3244 | S9223 | DT Solar 1 LLC | 0 | Not Available | Los Angeles | 1.5 | Unit 1 | SUN | 2014/12/31 00:00:00+00 | Y | East
-118.2018 | 34.7 | 3245 | S9224 | DT Solar 2 LLC | 0 | Not Available | Los Angeles | 1.5 | Unit 1 | SUN | 2014/12/31 00:00:00+00 | Y | East
-118.2018 | 34.7 | 3246 | S9225 | DT Solar 3 LLC | 0 | Not Available | Los Angeles | 1 | Unit 1 | SUN | 2014/12/31 00:00:00+00 | Y | East
-118.175 | 34.5937 | 3247 | S9226 | Erika Solar LLC | 0 | Not Available | Los Angeles | 1.5 | Unit 1 | SUN | 2014/12/31 00:00:00+00 | Y | East
-118.2018 | 34.7 | 3248 | S9230 | Kell Solar 1 LLC | 0 | Not Available | Los Angeles | 1 | Unit 1 | SUN | 2014/12/31 00:00:00+00 | Y | East
-118.2018 | 34.7 | 3249 | S9231 | Kell Solar 2 LLC | 0 | Not Available | Los Angeles | 1 | Unit 1 | SUN | 2014/12/31 00:00:00+00 | Y | East
-118.2018 | 34.7 | 3250 | S9232 | Lancaster Del Sur Ranch C2 LLC | 0 | Not Available | Los Angeles | 1.5 | Unit 1 | SUN | 2014/12/31 00:00:00+00 | Y | East
-118.1819 | 34.725 | 3251 | S9237 | Lola Energy 1 LLC | 0 | Not Available | Los Angeles | 1 | Unit 1 | SUN | 2014/12/31 00:00:00+00 | Y | East
-118.1809 | 34.725 | 3252 | S9238 | Lola Energy 2 LLC | 0 | Not Available | Los Angeles | 1 | Unit 1 | SUN | 2014/12/31 00:00:00+00 | Y | East
-118.1715 | 34.5855 | 3253 | S9239 | Niner Energy 1 LLC | 0 | Not Available | Los Angeles | 1.5 | Unit 1 | SUN | 2014/12/31 00:00:00+00 | Y | East
-118.1715 | 34.5855 | 3254 | S9240 | Niner Energy 2 LLC | 0 | Not Available | Los Angeles | 1.5 | Unit 1 | SUN | 2014/12/31 00:00:00+00 | Y | East
-118.1715 | 34.5855 | 3255 | S9241 | Niner Energy 3 LLC | 0 | Not Available | Los Angeles | 1 | Unit 1 | SUN | 2014/12/31 00:00:00+00 | Y | East
-118.2906 | 34.7141 | 3256 | S9242 | Rodeo Solar A2 LLC | 0 | Not Available | Los Angeles | 1.5 | Unit 1 | SUN | 2014/12/31 00:00:00+00 | Y | East
-118.2932 | 34.7123 | 3257 | S9243 | Rodeo Solar B2 LLC | 0 | Not Available | Los Angeles | 1.5 | Unit 1 | SUN | 2014/12/31 00:00:00+00 | Y | East
-118.292 | 34.7123 | 3258 | S9244 | Rodeo Solar C2 LLC | 0 | S-Power (Sustainable Power Group) | Los Angeles | 1.5 | Unit 1 | SUN | 2014/06/06 00:00:00+00 | Y | East
-118.2906 | 34.7123 | 3259 | S9245 | Rodeo Solar D2 LLC | 0 | S-Power (Sustainable Power Group) | Los Angeles | 1.5 | Unit 1 | SUN | 2014/06/06 00:00:00+00 | Y | East
-118.2742 | 34.7089 | 3260 | S9246 | Sandra Energy LLC | 0 | Not Available | Los Angeles | 1.5 | Unit 1 | SUN | 2014/12/31 00:00:00+00 | Y | East
-118.2965 | 34.7316 | 3261 | S9247 | Summer Solar A2 LLC | 0 | S-Power (Sustainable Power Group) | Los Angeles | 1.5 | Unit 1 | SUN | 2014/06/26 00:00:00+00 | Y | East
-118.2964 | 34.7274 | 3262 | S9248 | Summer Solar B2 LLC | 0 | S-Power (Sustainable Power Group) | Los Angeles | 1.5 | Unit 1 | SUN | 2014/06/26 00:00:00+00 | Y | East
-118.292 | 34.7245 | 3263 | S9249 | Summer Solar C2 LLC | 0 | S-Power (Sustainable Power Group) | Los Angeles | 1.5 | Unit 1 | SUN | 2014/06/26 00:00:00+00 | Y | East
-118.2926 | 34.7253 | 3264 | S9250 | Summer Solar D2 LLC | 0 | S-Power (Sustainable Power Group) | Los Angeles | 1.5 | Unit 1 | SUN | 2014/06/26 00:00:00+00 | Y | East
-118.3029 | 34.7292 | 3265 | S9251 | Summer North Solar 6.5 | 0 | S-Power (Sustainable Power Group) | Los Angeles | 6.5 | Unit 1 | SUN | 2014/12/19 00:00:00+00 | Y | East
-118.2959 | 34.7237 | 3266 | S9252 | Summer Solar F2 LLC | 0 | Not Available | Los Angeles | 1.5 | Unit 1 | SUN | 2014/12/31 00:00:00+00 | Y | East
-118.2957 | 34.7204 | 3267 | S9253 | Summer Solar G2 LLC | 0 | Not Available | Los Angeles | 1.5 | Unit 1 | SUN | 2014/12/31 00:00:00+00 | Y | East
-118.3005 | 34.7236 | 3268 | S9254 | Summer Solar H2 LLC | 0 | Not Available | Los Angeles | 1.5 | Unit 1 | SUN | 2014/12/31 00:00:00+00 | Y | East
-118.1631 | 34.6445 | 3269 | S9259 | Voyager Solar 1 LLC | 0 | Not Available | Los Angeles | 1.5 | Unit 1 | SUN | 2014/12/31 00:00:00+00 | Y | East
-118.1612 | 34.6444 | 3270 | S9260 | Voyager Solar 2 LLC | 0 | Not Available | Los Angeles | 1.5 | Unit 1 | SUN | 2014/12/31 00:00:00+00 | Y | East
-118.163 | 34.643 | 3271 | S9261 | Voyager Solar 3 LLC | 0 | Not Available | Los Angeles | 1 | Unit 1 | SUN | 2014/12/31 00:00:00+00 | Y | East
-118.3207 | 34.6862 | 3272 | S9263 | Western Antelope Dry Ranch | 0 | S-Power (Sustainable Power Group) | Los Angeles | 10 | Unit 1 | SUN | 2016/12/01 00:00:00+00 | Y | East
-118.2924 | 34.7174 | 3273 | S9413 | Lancaster Dry Farm Ranch B | 0 | S-Power (Sustainable Power Group) | Los Angeles | 5 | Unit 1 | SUN | 2014/12/18 00:00:00+00 | Y | East
-118.2337 | 34.6954 | 3274 | W0466 | CDCR-LAC | 0 | Not Available | Los Angeles | 1.85 | WPRS 1 | WND | 2018/01/01 00:00:00+00 | Y | East
-118.2892 | 34.7181 | 3275 | S0698 | San Pablo Raceway | 0 | S-Power (Sustainable Power Group) | Los Angeles | 100 | Unit 1 | SUN | 2019/08/03 00:00:00+00 | Y | East
-118.3242 | 34.7259 | 3276 | S0716 | Antelope Expansion 3A | 0 | S-Power (Sustainable Power Group) | Los Angeles | 15 | Unit 1 | SUN | 2021/06/22 00:00:00+00 | Y | East
-118.3244 | 34.726 | 3277 | S0717 | Antelope Expansion 3B | 0 | S-Power (Sustainable Power Group) | Los Angeles | 5 | Unit 1 | SUN | 2021/06/22 00:00:00+00 | Y | East
-117.9732 | 34.6551 | 3278 | S0226 | L-8 Solar Project | 0 | L-8 Solar Project LLC | Los Angeles | 1.5 | 1 | SUN | 2012/05/17 00:00:00+00 | Y | East
-118.0773 | 34.65 | 3279 | S0338 | Oasis Solar | 0 | Clearway Energy | Los Angeles | 20 | 1 | SUN | 2016/01/19 00:00:00+00 | Y | East
-118.0875 | 34.665 | 3280 | S0435 | Morgan Lancaster I LLC | 0 | Coronal Lost Hills, LLC | Los Angeles | 1.5 | Unit 1 | SUN | 2015/12/19 00:00:00+00 | Y | East
-118.1293 | 34.7083 | 3281 | S0624 | US-TOPCO: Division Site 3 45404 | 0 | Tesla Inc. | Los Angeles | 1 | 9351022-CA | SUN | 2014/06/24 00:00:00+00 | Y | East
-118.1294 | 34.7078 | 3282 | S0625 | US-TOPCO: Division Site 3 45406 | 0 | Tesla Inc. | Los Angeles | 1 | 9351023-CA | SUN | 2014/06/24 00:00:00+00 | Y | East
-118.1249 | 34.7015 | 3283 | S0626 | US-TOPCO: Kettering Site 1 | 0 | Tesla Inc. | Los Angeles | 1 | 9351024-CA | SUN | 2014/07/17 00:00:00+00 | Y | East
-118.0879 | 34.6615 | 3284 | S0628 | US-TOPCO: Soccer Center | 0 | Tesla Inc. | Los Angeles | 3.3 | 9353058-CA | SUN | 2017/08/10 00:00:00+00 | Y | East
-117.9896 | 34.6883 | 3285 | S0666 | Green Beanworks B | 0 | S-Power (Sustainable Power Group) | Los Angeles | 3 | Unit 1 | SUN | 2018/12/28 00:00:00+00 | Y | East
-118.0813 | 34.6554 | 3286 | S0668 | Green Beanworks D | 0 | S-Power (Sustainable Power Group) | Los Angeles | 3 | Unit 1 | SUN | 2018/08/24 00:00:00+00 | Y | East
-118.1402 | 34.6685 | 3287 | S0670 | Lancaster Solar | 0 | Not Available | Los Angeles | 5.5 | Unit 1 | SUN | 2017/04/11 00:00:00+00 | Y | East
-118.0774 | 34.6478 | 3288 | S0671 | Oasis Solar | 0 | Not Available | Riverside | 13.5 | Unit 1 | SUN | 2016/03/16 00:00:00+00 | Y | East
-118.1386 | 34.7314 | 3289 | S0117 | Sierra SunTower- Retired 12/31/14 | 1 | eSolar Inc | Los Angeles | 7.5 | Unit 1 | SUN | 2009/07/22 00:00:00+00 | Y | East
-118.0519 | 34.6509 | 3290 | S9212 | Annie Power LLC | 0 | Not Available | Los Angeles | 1.5 | Unit 1 | SUN | 2014/12/31 00:00:00+00 | Y | East
-118.0609 | 34.6692 | 3291 | S9214 | Becca Solar LLC | 0 | Not Available | Los Angeles | 1.5 | Unit 1 | SUN | 2014/12/31 00:00:00+00 | Y | East
-118.1298 | 34.7027 | 3292 | S9216 | Central Antelope Dry Ranch B2 LLC | 0 | Not Available | Los Angeles | 1.5 | Unit 1 | SUN | 2014/12/31 00:00:00+00 | Y | East
-118.0625 | 34.6962 | 3293 | S9222 | Dreamer Solar LLC | 0 | Not Available | Los Angeles | 1.5 | Unit 1 | SUN | 2014/12/31 00:00:00+00 | Y | East
-118.0605 | 34.6474 | 3294 | S9227 | JRam Solar 1 LLC | 0 | Not Available | Los Angeles | 1.5 | Unit 1 | SUN | 2014/12/31 00:00:00+00 | Y | East
-118.0605 | 34.649 | 3295 | S9228 | JRam Solar 2 LLC | 0 | Not Available | Los Angeles | 1.5 | Unit 1 | SUN | 2014/12/31 00:00:00+00 | Y | East
-118.0626 | 34.6491 | 3296 | S9229 | JRam Solar 3 LLC | 0 | Not Available | Los Angeles | 1 | Unit 1 | SUN | 2014/12/31 00:00:00+00 | Y | East
-118.0943 | 34.715 | 3297 | S9233 | Lancaster Solar 1 LLC | 0 | Clenera - Renewable Energy | Los Angeles | 1.5 | Unit 1 | SUN | 2014/12/12 00:00:00+00 | Y | East
-118.1039 | 34.6832 | 3298 | S9234 | Lancaster Solar 2 LLC | 0 | Clenera - Renewable Energy | Los Angeles | 1.5 | Unit 1 | SUN | 2014/12/12 00:00:00+00 | Y | East
-118.0724 | 34.6644 | 3299 | S9235 | Leolani Solar 1 LLC | 0 | Not Available | Los Angeles | 1.5 | Unit 1 | SUN | 2014/12/31 00:00:00+00 | Y | East
-118.0511 | 34.6546 | 3300 | S9255 | Treen Solar 1 LLC | 0 | Not Available | Los Angeles | 1 | Unit 1 | SUN | 2014/12/31 00:00:00+00 | Y | East
-118.0512 | 34.6564 | 3301 | S9256 | Treen Solar 2 LLC | 0 | Not Available | Los Angeles | 1 | Unit 1 | SUN | 2014/12/31 00:00:00+00 | Y | East
-117.9498 | 34.5999 | 3302 | S0589 | Little Rock Pham Solar | 0 | Not Available | Los Angeles | 3 | Unit 1 | SUN | 2016/03/22 00:00:00+00 | Y | East
-117.9366 | 34.6135 | 3303 | S0163 | SEPV 1 (Gestamp - GASNA) | 0 | X-Elio North America Inc. | Los Angeles | 2 | 1 | SUN | 2012/04/23 00:00:00+00 | Y | East
-117.9411 | 34.612 | 3304 | S0415 | SEPV Palmdale East LLC | 0 | S-Power (Sustainable Power Group) | Los Angeles | 10 | PLMD | SUN | 2015/07/31 00:00:00+00 | Y | East
-117.9393 | 34.6194 | 3305 | S0557 | SEPV 18 - Palmdale 18 | 0 | S-Power (Sustainable Power Group) | Los Angeles | 1.5 | Unit 1 | SUN | 2016/01/04 00:00:00+00 | Y | East
-117.9394 | 34.6178 | 3306 | S0641 | One Ten Partners | 0 | Not Available | Los Angeles | 2 | Unit 1 | SUN | 2017/09/30 00:00:00+00 | Y | East
-117.9318 | 34.5971 | 3307 | S0667 | Green Beanworks C | 0 | S-Power (Sustainable Power Group) | Los Angeles | 3 | Unit 1 | SUN | 2018/08/18 00:00:00+00 | Y | East
-117.9353 | 34.5731 | 3308 | S9236 | Leolani Solar 2 LLC | 0 | Not Available | Los Angeles | 1 | Unit 1 | SUN | 2014/12/31 00:00:00+00 | Y | East
-117.9403 | 34.6027 | 3309 | S9415 | Lancaster Little Rock C Solar PV | 0 | S-Power (Sustainable Power Group) | Los Angeles | 5 | Unit 1 | SUN | 2014/12/15 00:00:00+00 | Y | East
-117.6435 | 34.6015 | 3310 | S0293 | Watts | 0 | Not Available | San Bernardino | 3 | 1 | SUN | 2014/01/01 00:00:00+00 | Y | East
-117.6944 | 34.5645 | 3311 | S0373 | Bolthouse Farms - S&P | 0 | Longroad Energy | Kern | 1 | 1 | SUN | 2008/10/30 00:00:00+00 | Y | East
-117.4381 | 34.5479 | 3312 | S0218 | Adelanto Solar Power Project | 0 | Los Angeles Department of Water & Power (LADWP) | San Bernardino | 10 | 1 | SUN | 2012/06/01 00:00:00+00 | Y | East
-117.4569 | 34.5531 | 3313 | S9277 | Industry Solar Power Generation Station 1 | 0 | S-Power (Sustainable Power Group) | San Bernardino | 1.5 | ISP1 | SUN | 2013/12/01 00:00:00+00 | Y | East
-117.4908 | 34.5912 | 3314 | S9282 | Toro Power 1 LLC | 0 | Not Available | San Bernardino | 1.5 | Unit 1 | SUN | 2014/12/31 00:00:00+00 | Y | East
-117.4908 | 34.5912 | 3315 | S9284 | Toro Power 2 LLC | 0 | Not Available | San Bernardino | 1 | Unit 1 | SUN | 2014/12/31 00:00:00+00 | Y | East
-117.3424 | 34.5825 | 3316 | S0299 | Expressway Solar A | 0 | S-Power (Sustainable Power Group) | San Bernardino | 2 | A | SUN | 2014/04/30 00:00:00+00 | Y | East
-117.3427 | 34.6908 | 3317 | S0333 | Alamo Solar LLC | 0 | Onward Energy | San Bernardino | 20 | 1 | SUN | 2015/04/17 00:00:00+00 | Y | East
-117.3697 | 34.5553 | 3318 | S0410 | Adelanto Solar I | 0 | Adelanto Solar LLC | San Bernardino | 20 | SAS1 | SUN | 2015/09/10 00:00:00+00 | Y | East
-117.3768 | 34.5553 | 3319 | S0411 | Adelanto Solar II | 0 | Adelanto Solar LLC | San Bernardino | 7 | SAS2 | SUN | 2015/07/15 00:00:00+00 | Y | East
-117.3419 | 34.5833 | 3320 | S0413 | Expressway Solar B | 0 | S-Power (Sustainable Power Group) | San Bernardino | 2 | EXSB | SUN | 2014/05/01 00:00:00+00 | Y | East
-117.3425 | 34.5847 | 3321 | S9276 | Expressway Solar C2 | 0 | S-Power (Sustainable Power Group) | San Bernardino | 1.5 | EXSC2 | SUN | 2014/11/01 00:00:00+00 | Y | East
-117.1928 | 34.5507 | 3322 | S9278 | Navajo Solar Power Generation Station 1 | 0 | S-Power (Sustainable Power Group) | San Bernardino | 1.5 | Unit 1 | SUN | 2013/12/01 00:00:00+00 | Y | East
-117.1927 | 34.5446 | 3323 | S9280 | Otoe Solar Power Generation Station 1 | 0 | S-Power (Sustainable Power Group) | San Bernardino | 1.5 | Unit 1 | SUN | 2013/12/01 00:00:00+00 | Y | East
-117.3365 | 34.6039 | 3324 | C0019 | TXI Riverside Cement Power House (Shutdown March 2008) | 1 | TXI Riverside Cement | San Bernardino | 24 | GEN1, GEN2 | BIT | 1954/12/01 00:00:00+00 | N | East
-117.3643 | 34.595 | 3325 | G0778 | High Desert Power Project | 0 | High Desert Power Project LLC | San Bernardino | 854.9 | CTG1, CTG2, CTG3, ST | NG | 2003/01/11 00:00:00+00 | N | East
-117.3073 | 34.562 | 3326 | W0404 | Cemex River Plant | 0 | Foundation Windpower | San Bernardino | 3.24 | WPRS 1 | WND | 2012/12/01 00:00:00+00 | Y | East
-117.374 | 34.6303 | 3327 | S0725 | High Desert Solar | 0 | Goldman Sachs | San Bernardino | 100 | Unit 1 | SUN | 2021/12/17 00:00:00+00 | Y | East
-117.1129 | 34.6233 | 3328 | W0403 | Cemex BMQ | 0 | Foundation Windpower | San Bernardino | 3 | WPRS 1 | WND | 2012/11/01 00:00:00+00 | Y | East
-120.4373 | 34.9148 | 3329 | S9293 | Pristine Sun Fund 7 San Luis Obispo PGE LLC_(2052_Cossa) | 0 | Not Available | San Luis Obispo | 1.5 | Unit 1 | SUN | 2013/12/31 00:00:00+00 | Y | West
-119.5977 | 34.9014 | 3330 | S0617 | Cuyama Solar | 0 | D. E. Shaw | Santa Barbara | 43.83 | Unit 1 | SUN | 2017/12/01 00:00:00+00 | Y | West
-118.6858 | 34.8154 | 3331 | H0058 | Alamo | 0 | California Department of Water Resources | Los Angeles | 19.67 | 1 | WAT | 1986/07/01 00:00:00+00 | Y | East
-118.5419 | 34.8363 | 3332 | S0639 | Gaskell West 1 | 0 | RE Gaskwell West 1 LLC | Los Angeles | 20 | Unit 1 | SUN | 2018/03/23 00:00:00+00 | Y | East
-118.5089 | 34.7962 | 3333 | S0237 | Alpine Solar | 0 | NRG Solar Alpine LLC | Los Angeles | 66 | 1 | SUN | 2013/01/18 00:00:00+00 | Y | East
-118.4256 | 34.7807 | 3334 | S0241 | Antelope Valley Solar Ranch 1 | 0 | AV Solar Ranch 1 LLC | Los Angeles | 250 | 1 | SUN | 2013/04/01 00:00:00+00 | Y | East
-118.4083 | 34.8245 | 3335 | S0252 | Solar Star I (MidAmerican) | 0 | BHE Renewables, LLC | Kern | 177 | SSI | SUN | 2013/10/01 00:00:00+00 | Y | East
-118.3489 | 34.8526 | 3336 | S0253 | Solar Star II (MidAmerican) | 0 | BHE Renewables, LLC | Kern | 235 | SSII | SUN | 2013/10/01 00:00:00+00 | Y | East
-118.3467 | 34.8363 | 3337 | S0334 | Catalina Two LLC | 0 | Onward Energy | Kern | 18 | 1 | SUN | 2015/05/20 00:00:00+00 | Y | East
-118.5158 | 34.8305 | 3338 | S0531 | Garland Solar Facility | 0 | Southern Power Company | Kern | 200 | GARS1 | SUN | 2016/09/26 00:00:00+00 | Y | East
-118.4563 | 34.8438 | 3339 | S0536 | RE Astoria | 0 | Recurrent Energy LLC | Kern | 100 | Unit 1 | SUN | 2016/06/29 00:00:00+00 | Y | East
-118.4697 | 34.8312 | 3340 | S0537 | RE Astoria 2 | 0 | Recurrent Energy LLC | Kern | 75 | Unit 1 | SUN | 2016/08/26 00:00:00+00 | Y | East
-118.4441 | 34.8291 | 3341 | S0566 | Kingbird Solar A | 0 | CD Arevon USA Inc. | Kern | 20.73 | Unit 1 | SUN | 2016/04/30 00:00:00+00 | Y | East
-118.4191 | 34.8222 | 3342 | S0567 | Kingbird Solar B | 0 | CD Arevon USA Inc. | Kern | 20.73 | Unit 1 | SUN | 2016/04/30 00:00:00+00 | Y | East
-118.3925 | 34.8426 | 3343 | S0569 | Rosamond West Solar 1 (Stanford Solar) | 0 | SunPower Capital Services | Kern | 54 | M1317 | SUN | 2016/12/22 00:00:00+00 | Y | East
-118.4401 | 34.8234 | 3344 | S0570 | Rosamond West Solar 2 (TID Solar) | 0 | SunPower Capital Services | Kern | 54 | M1318 | SUN | 2016/12/22 00:00:00+00 | Y | East
-118.3312 | 34.8362 | 3345 | S0656 | Willow Springs Solar | 0 | D. E. Shaw | Kern | 108 | Unit 1 | SUN | 2018/12/21 00:00:00+00 | Y | East
-118.3587 | 34.9252 | 3346 | S9206 | Rachel Energy LLC | 0 | Not Available | Kern | 1.5 | Unit 1 | SUN | 2014/12/31 00:00:00+00 | Y | East
-118.4225 | 34.9013 | 3347 | W0367 | Pacific Wind Project, LLC | 0 | Terra-Gen Operating Company | Kern | 143.5 | WPRS 1 | WND | 1984/05/01 00:00:00+00 | Y | East
-118.3938 | 34.8471 | 3348 | S0700 | Rosamond Central | 0 | Clearway Energy | Kern | 192 | Unit 1 | SUN | 2020/12/22 00:00:00+00 | Y | East
-118.244 | 34.9042 | 3349 | S0287 | RE Rosamond Two | 0 | Goldman Sachs | Kern | 20 | 1 | SUN | 2013/12/23 00:00:00+00 | Y | East
-118.253 | 34.9043 | 3350 | S0288 | RE Rosamond One | 0 | Goldman Sachs | Kern | 20 | Unit 1 | SUN | 2013/12/01 00:00:00+00 | Y | East
-118.1912 | 34.7787 | 3351 | S0612 | Lancaster WAD B | 0 | S-Power (Sustainable Power Group) | Los Angeles | 3 | Unit 1 | SUN | 2017/04/21 00:00:00+00 | Y | East
-118.3128 | 34.7541 | 3352 | S0663 | Antelope Expansion 2 | 0 | S-Power (Sustainable Power Group) | Los Angeles | 105 | Unit 1 | SUN | 2018/12/24 00:00:00+00 | Y | East
-118.2519 | 34.8716 | 3353 | S9202 | Goodbar Solar 1 LLC | 0 | Not Available | Kern | 1.5 | Unit 1 | SUN | 2014/12/31 00:00:00+00 | Y | East
-118.2331 | 34.8344 | 3354 | S9203 | Josh Energy LLC | 0 | Not Available | Kern | 1.5 | Unit 1 | SUN | 2014/12/31 00:00:00+00 | Y | East
-118.2519 | 34.8717 | 3355 | S9205 | MJ Power LLC | 0 | Not Available | Kern | 1.5 | Unit 1 | SUN | 2014/12/31 00:00:00+00 | Y | East
-117.3394 | 34.741 | 3356 | S9275 | Cami Solar LLC | 0 | Not Available | San Bernardino | 1.5 | Unit 1 | SUN | 2014/12/31 00:00:00+00 | Y | East
-117.1024 | 34.9057 | 3357 | S0545 | LongBoat Solar | 0 | Duke Energy Renewables | San Bernardino | 20 | PV1 | SUN | 2016/12/01 00:00:00+00 | Y | East
-116.8536 | 34.8601 | 3358 | G0767 | Coolwater Generating Station (Retired 1/15/2015) | 1 | GenOn Holdings Inc. | San Bernardino | 726.66 | CLW-1, CLW-2, CLW-3-CT1, CLW-3-CT2, CLW-3-ST, CLW-4-CT1, CLW-4-CT2, CLW-4-ST | NG | 1961/06/15 00:00:00+00 | N | East
-116.8316 | 34.8636 | 3359 | S0590 | Sunray 2 (formerly SEGS I) | 0 | Clenera - Renewable Energy | San Bernardino | 20 | W466 | SUN | 2017/05/31 00:00:00+00 | Y | East
-116.8279 | 34.8665 | 3360 | S0591 | Sunray 3 (formerly SEGS II) | 0 | Clenera - Renewable Energy | San Bernardino | 13.8 | W465 | SUN | 2017/06/12 00:00:00+00 | Y | East
-116.828 | 34.8688 | 3361 | S0069 | SEGS I - Retired 12/31/2015 | 1 | Sunray Energy Inc | San Bernardino | 13.8 | UNIT 1 | SUN | 1984/12/01 00:00:00+00 | Y | East
-116.8251 | 34.8628 | 3362 | S0070 | SEGS II - Retired 12/31/2015 | 1 | Sunray Energy Inc | San Bernardino | 30 | Unit 1 | SUN | 1985/12/01 00:00:00+00 | Y | East
-116.6844 | 34.8535 | 3363 | S9279 | Newberry Solar 1 LLC | 0 | Not Available | San Bernardino | 1.5 | Unit 1 | SUN | 2013/07/11 00:00:00+00 | Y | East
-120.458 | 34.9442 | 3364 | G0056 | Santa Maria Cogen Plant (Retired 12/31/2013 per CAISO) | 1 | Santa Maria Cogeneration Inc | Santa Barbara | 9 | GEN 1 | NG | 1989/06/01 00:00:00+00 | N | West
-120.4139 | 34.9503 | 3365 | E0228 | Santa Maria II Landfill | 0 | J&A Santa Maria | Santa Barbara | 1.4 | 1 | LFG | 2010/09/12 00:00:00+00 | Y | West
-120.3803 | 34.9496 | 3366 | E0260 | Marian Medical Center Hospital (Santa Maria Landfill I) | 0 | J&A Santa Maria | Santa Barbara | 3.94 | Unit 1, Unit 2, Unit 3 | LFG | 2009/01/01 00:00:00+00 | Y | West
-119.4754 | 35.1157 | 3367 | G0107 | Taft 26C Cogeneration Plant | 0 | Chevron North America Exploration and Production | Kern | 12.48 | TG1, TG2, TG3, TG4 | NG | 1982/07/01 00:00:00+00 | N | East
-119.3275 | 35.1142 | 3368 | S0412 | Maricopa West Solar PV | 0 | Onward Energy | Kern | 20 | 1 | SUN | 2015/12/30 00:00:00+00 | Y | East
-119.4436 | 35.0931 | 3369 | G0368 | Berry Cogen Midway-Sunset 18MW | 0 | Berry Petroleum LLC | Kern | 27.6 | 1, 2, Cogen 42 | NG | 1986/12/01 00:00:00+00 | N | East
-119.4299 | 35.0968 | 3370 | G0429 | Chalk Cliff Cogen | 0 | WCAC Operating Company | Kern | 47 | LM5000 | NG | 1990/03/20 00:00:00+00 | N | East
-119.4409 | 35.0898 | 3371 | G0638 | Berry Cogen Midway-Sunset 38MW | 0 | Berry Petroleum LLC | Kern | 37.2 | Cogen 18 | NG | 1986/12/01 00:00:00+00 | N | East
-119.2475 | 35.1242 | 3372 | S0606 | Algonquin Power SKIC 10 Solar LLC | 0 | Algonquin Power Sanger LLC | Kern | 10 | Unit 1 | SUN | 2017/01/11 00:00:00+00 | Y | East
-118.9521 | 35.1059 | 3373 | S0308 | Adobe Solar | 0 | Southern Power Company | Kern | 20 | 1 | SUN | 2014/05/01 00:00:00+00 | Y | East
-118.948 | 34.9754 | 3374 | S9036 | Services Inc. #345 Ikea Distribution | 0 | Not Available | Kern | 1 | 1 | SUN | 2012/01/01 00:00:00+00 | Y | East
-118.9569 | 35.1058 | 3375 | S9194 | Fotowatio Renewable Ventures | 0 | Not Available | Kern | 12 | Unit 1 | SUN | 2013/12/31 00:00:00+00 | Y | East
-118.8439 | 34.9561 | 3376 | G0797 | Pastoria Energy Facility | 0 | Pastoria Energy Facility, L.L.C. | Kern | 778 | PA1CT1, PA1CT2, PA1ST3, PA2CT4, PA2ST5 | NG | 2005/07/05 00:00:00+00 | N | East
-118.5649 | 35.117 | 3377 | S0374 | Soledad | 0 | Not Available | Kern | 1 | 1 | SUN | 2013/12/30 00:00:00+00 | Y | East
-118.564 | 35.1159 | 3378 | S0375 | CA Correctional Institution - Tahachapi | 0 | Silicon Ranch Corporation | Kern | 0.99 | 1 | SUN | 2012/02/22 00:00:00+00 | Y | East
-118.5708 | 35.1181 | 3379 | S0376 | CA Correctional Institution II - Tehachapi | 0 | Silicon Ranch Corporation | Kern | 1.33 | 1 | SUN | 2013/06/24 00:00:00+00 | Y | East
-118.3379 | 34.9344 | 3380 | S0081 | Catalina Solar Phase I and II | 0 | EDF Renewable Energy Inc | Kern | 110 | 1 | SUN | 2012/12/15 00:00:00+00 | Y | East
-118.3602 | 35.0536 | 3381 | W0262 | Windland Inc Boxcar I | 1 | See WPRS for details | Kern | 7.46 | WPRS 1 | WND | 1982/12/29 00:00:00+00 | Y | East
-118.3826 | 35.0687 | 3382 | W0271 | Wind Stream Operations 6039 (Zond Systems Inc - 6039) | 0 | Not Available | Kern | 6.34 | WPRS 1 | WND | 1984/02/01 00:00:00+00 | Y | East
-118.3843 | 35.0705 | 3383 | W0272 | Wind Stream Operations 6040 (Zond Systems Inc - 6040) | 0 | Not Available | Kern | 6.66 | WPRS 1 | WND | 1984/09/01 00:00:00+00 | Y | East
-118.3776 | 35.074 | 3384 | W0273 | Wind Stream Operations 6041 (Zond Systems Inc - 6041) | 0 | Not Available | Kern | 4.5 | WPRS 1 | WND | 1984/12/01 00:00:00+00 | Y | East
-118.3685 | 35.1061 | 3385 | W0274 | Wind Stream Operations 6042 (Zond Systems Inc - 6042) | 0 | Not Available | Kern | 6.34 | WPRS 1 | WND | 1982/01/01 00:00:00+00 | Y | East
-118.3389 | 35.1025 | 3386 | W0275 | 85A (Zond Systems Inc - 6043) | 1 | Not Available | Kern | 14.13 | WPRS 1 | WND | 1985/01/01 00:00:00+00 | Y | East
-118.3337 | 35.1017 | 3387 | W0276 | 85B (Zond Systems Inc - 6044) | 1 | Not Available | Kern | 21.15 | WPRS 1 | WND | 1985/01/01 00:00:00+00 | Y | East
-118.3914 | 35.0597 | 3388 | W0284 | Wind Resource I (Calwind Wind Resource I) | 0 | CalWind Resources Inc | Kern | 8.71 | WPRS 1 | WND | 2012/03/24 00:00:00+00 | Y | East
-118.3576 | 35.0472 | 3389 | W0301 | Windland Inc Boxcar II | 1 | See WPRS for details | Kern | 7.81 | WPRS 1 | WND | 1982/01/01 00:00:00+00 | Y | East
-118.3847 | 35.0662 | 3390 | W0304 | Victory Gardens IV (6103) | 1 | Not Available | Kern | 20.69 | WPRS 1 | WND | 1985/01/01 00:00:00+00 | Y | East
-118.356 | 35.0925 | 3391 | W0306 | Terra-Gen 251 Wind (Zond Monolith X) | 1 | Not Available | Kern | 16.91 | WPRS 1 | WND | 1985/01/01 00:00:00+00 | Y | East
-118.3847 | 35.0865 | 3392 | W0310 | Wind Stream Operations 6111 (AES Tehachapi Wind - Zond Systems Inc - Northwind) | 0 | Not Available | Kern | 6.32 | WPRS 1 | WND | 1982/01/01 00:00:00+00 | Y | East
-118.369 | 35.038 | 3393 | W0370 | Alta I Wind Energy Center | 0 | Terra-Gen Operating Company | Kern | 150 | WPRS 1 | WND | 2010/12/29 00:00:00+00 | Y | East
-118.364 | 35.058 | 3394 | W0419 | Windstar Energy, LLC | 0 | Windstar Energy LLC | Kern | 120 | WPRS 1 | WND | 2013/01/01 00:00:00+00 | Y | East
-118.4678 | 34.9443 | 3395 | W0420 | Manzana Wind | 0 | See WPRS for details | Kern | 189 | WPRS 1 | WND | 2012/01/28 00:00:00+00 | Y | East
-118.3921 | 35.0671 | 3396 | W0442 | Alta XI Wind Energy Center | 0 | See WPRS for details | Kern | 89.65 | WPRS 1 | WND | 1989/12/31 00:00:00+00 | Y | East
-118.3319 | 35.0714 | 3397 | W0445 | Coram Tehachapi LP | 0 | See WPRS for details | Kern | 6.53 | WPRS 1 | WND | 1983/12/01 00:00:00+00 | Y | East
-118.3836 | 35.0982 | 3398 | W0449 | Terra-Gen VG Wind | 0 | See WPRS for details | Kern | 7.41 | WPRS 1 | WND | 1982/01/01 00:00:00+00 | Y | East
-118.3419 | 35.058 | 3399 | W0266 | CTV Management Group - 6029 - Merged with W0463 - 12/31/2015 | 1 | See WPRS for details | Kern | 5.04 | WPRS 1 | WND | 2014/06/03 00:00:00+00 | Y | East
-118.3419 | 35.058 | 3400 | W0280 | CTV Management Group - Merged with W0463 - 12/31/2015 | 1 | See WPRS for details | Kern | 1.84 | WPRS 1 | WND | 1982/01/01 00:00:00+00 | Y | East
-118.3477 | 35.0575 | 3401 | W0285 | Windridge Project (Retired 5/31/2015) | 1 | Aero Energy LLC | Kern | 4.5 | WPRS 1 | WND | 1982/01/01 00:00:00+00 | Y | East
-118.3751 | 35.0776 | 3402 | W0294 | CTV Management Group - 6089 - Merged with W0263 - 12/31/2015 | 1 | Coram Energy Group Ltd | Kern | 4.36 | WPRS 1 | WND | 1982/01/01 00:00:00+00 | Y | East
-118.3941 | 35.0906 | 3403 | W0429 | Helzel & Schwarzhoff 88 (Decommissioned 3/31/2016) | 1 | See WPRS for details | Kern | 1.5 | WPRS 1 | WND | 1983/12/24 00:00:00+00 | Y | East
-118.3418 | 35.058 | 3404 | W0463 | Coram Energy LLC | 0 | See WPRS for details | Kern | 15 | WPRS 1 | WND | 2016/01/01 00:00:00+00 | Y | East
-118.3647 | 35.0864 | 3405 | W0481 | Point Wind | 0 | Terra-Gen, LLC | Kern | 64.5 | WPRS 1 | WND | 2021/03/08 00:00:00+00 | Y | East
-118.1639 | 35.0492 | 3406 | S0278 | RE Rio Grande | 0 | Canadian Solar | Kern | 5 | 1 | SUN | 2013/11/18 00:00:00+00 | Y | East
-118.1721 | 35.02 | 3407 | S0294 | RE Columbia 3 | 0 | Goldman Sachs | Kern | 10 | 1 | SUN | 2013/12/01 00:00:00+00 | Y | East
-118.1823 | 35.0142 | 3408 | S0313 | Camelot LLC | 0 | Onward Energy | Kern | 45 | 1 | SUN | 2014/11/26 00:00:00+00 | Y | East
-118.1836 | 35.0196 | 3409 | S0314 | Columbia Two LLC | 0 | Onward Energy | Kern | 15 | 1 | SUN | 2014/11/26 00:00:00+00 | Y | East
-118.2782 | 35.0244 | 3410 | S0550 | SEPV Mojave West | 0 | S-Power (Sustainable Power Group) | Kern | 20 | Unit 1 | SUN | 2015/06/15 00:00:00+00 | Y | East
-118.2789 | 35.0433 | 3411 | W0259 | Mogul Energy | 1 | See WPRS for details | Kern | 4 | WPRS 1 | WND | 1982/06/24 00:00:00+00 | Y | East
-118.3184 | 35.0705 | 3412 | W0265 | Ridgetop Energy II (Cannon Energy Corp) | 0 | Ridgetop Energy LLC | Kern | 46.86 | WPRS 1 | WND | 1983/12/31 00:00:00+00 | Y | East
-118.2628 | 35.045 | 3413 | W0270 | Terra-Gen Mojave Windfarms (TPC Wind Farms - Tehachapi Power Purchase Trust) | 0 | FPL Energy Operating Services Inc | Kern | 28.28 | WPRS 1 | WND | 1982/01/01 00:00:00+00 | Y | East
-118.3139 | 35.0707 | 3414 | W0297 | Ridgetop Energy (Cannon Energy Corp - 6092) | 0 | Ridgetop Energy LLC | Kern | 28.5 | WPRS 1 | WND | 1982/01/01 00:00:00+00 | Y | East
-118.2678 | 35.0663 | 3415 | W0312 | Mojave 3 (Mojave 3-4-5 (Desertwind II PPC Trust) - 6113) | 1 | FPL Energy Operating Services Inc | Kern | 23.5 | WPRS 1 | WND | 1985/01/01 00:00:00+00 | Y | East
-118.265 | 35.0514 | 3416 | W0313 | Mojave 16, 17, 18 (Mojave 16-17-18 (Desertwind III PPC Trust) - 6063-6114) | 0 | Mojave 16/17/18 LLC | Kern | 83.55 | WPRS 1 | WND | 1985/01/01 00:00:00+00 | Y | East
-118.2709 | 35.0484 | 3417 | W0319 | Oak Creek Wind Power | 0 | See WPRS for details | Kern | 31.5 | WPRS 1 | WND | 2014/02/07 00:00:00+00 | Y | East
-118.3068 | 35.1048 | 3418 | W0320 | Wind Resource II (Calwind) | 0 | CalWind Resources Inc | Kern | 19.96 | WPRS 1 | WND | 2013/05/17 00:00:00+00 | Y | East
-118.3085 | 35.0152 | 3419 | W0372 | Alta II Wind Energy Center | 0 | Terra-Gen Operating Company | Kern | 150 | WPRS 1 | WND | 2010/12/29 00:00:00+00 | Y | East
-118.2161 | 35.0603 | 3420 | W0374 | Difwind Farms Ltd VI | 0 | See WPRS for details | Kern | 23 | WPRS 1 | WND | 1983/01/01 00:00:00+00 | Y | East
-118.2952 | 35.0592 | 3421 | W0385 | Oasis Power Partners, LLC | 0 | Oasis Power Partners LLC | Kern | 60 | WPRS 1 | WND | 2009/01/27 00:00:00+00 | Y | East
-118.2978 | 35.0135 | 3422 | W0387 | Alta III Wind Energy Center | 0 | Terra-Gen Operating Company | Kern | 150 | WPRS 1 | WND | 1984/01/01 00:00:00+00 | Y | East
-118.256 | 35.0062 | 3423 | W0388 | Alta IV Wind Energy Center | 0 | Terra-Gen Operating Company | Kern | 102 | WPRS 1 | WND | 2011/03/12 00:00:00+00 | Y | East
-118.2376 | 35.0008 | 3424 | W0389 | Alta V Wind Energy Center | 0 | Terra-Gen Operating Company | Kern | 168 | WPRS 1 | WND | 2011/04/21 00:00:00+00 | Y | East
-118.2416 | 35.0306 | 3425 | W0393 | Alta Wind VIII, LLC | 0 | Alta Wind VIII LLC | Kern | 150 | WPRS 1 | WND | 2012/02/01 00:00:00+00 | Y | East
-118.3176 | 35.0511 | 3426 | W0406 | Mustang Hills LLC (Alta Wind VI Energy Center) | 0 | EverPower Wind Holdings Inc | Kern | 150 | WPRS 1 | WND | 2012/03/17 00:00:00+00 | Y | East
-118.322 | 35.0758 | 3427 | W0407 | Cameron Ridge | 0 | Terra-Gen Operating Company | Kern | 59.67 | WPRS 1 | WND | 2014/12/10 00:00:00+00 | Y | East
-118.248 | 35.0152 | 3428 | W0408 | Coram California Development, LP | 0 | Coram California Development LP | Kern | 102 | WPRS 1 | WND | 2012/03/29 00:00:00+00 | Y | East
-118.2144 | 35.0397 | 3429 | W0415 | Pinyon Pines Winds I | 0 | Terra-Gen Operating Company | Kern | 168 | WPRS 1 | WND | 2012/12/07 00:00:00+00 | Y | East
-118.2096 | 35.0191 | 3430 | W0416 | Pinyon Pines Winds II | 0 | Terra-Gen Operating Company | Kern | 132 | WPRS 1 | WND | 2013/01/01 00:00:00+00 | Y | East
-118.2414 | 35.0533 | 3431 | W0438 | Rising Tree Wind Farm III | 0 | See WPRS for details | Kern | 99 | WPRS 1 | WND | 2015/05/15 00:00:00+00 | Y | East
-118.2134 | 35.07 | 3432 | W0441 | Alta X Wind Energy Center | 0 | See WPRS for details | Kern | 136.8 | WPRS 1 | WND | 1989/12/31 00:00:00+00 | Y | East
-118.2802 | 35.0501 | 3433 | W0443 | Mojave 4 | 1 | See WPRS for details | Kern | 29 | WPRS 1 | WND | 1985/01/01 00:00:00+00 | Y | East
-118.2853 | 35.0504 | 3434 | W0444 | Mojave 5 | 1 | See WPRS for details | Kern | 22.5 | WPRS 1 | WND | 2011/02/21 00:00:00+00 | Y | East
-118.2865 | 35.0897 | 3435 | W0376 | Difwind VIII - Retired 8/14/2014 | 1 | See WPRS for details | Kern | 14.9 | WPRS 1 | WND | 1987/01/01 00:00:00+00 | Y | East
-118.2208 | 35.0778 | 3436 | W0458 | Rising Tree Wind Farm I | 0 | See WPRS for details | Kern | 79.2 | WPRS 1 | WND | 1989/12/31 00:00:00+00 | Y | East
-118.2075 | 35.094 | 3437 | W0459 | Rising Tree Wind Farm II | 0 | See WPRS for details | Kern | 19.8 | WPRS 1 | WND | 1989/12/31 00:00:00+00 | Y | East
-118.2762 | 35.0497 | 3438 | W0471 | Voyager Wind II, LLC | 0 | Not Available | Kern | 128.7 | WPRS 1 | WND | 2018/11/07 00:00:00+00 | Y | East
-118.2759 | 35.048 | 3439 | W0472 | Voyager Wind III, LLC | 0 | Not Available | Kern | 43.2 | WPRS 1 | WND | 2018/12/23 00:00:00+00 | Y | East
-118.2726 | 35.0511 | 3440 | W0473 | Voyager Wind IV, LLC | 0 | Not Available | Kern | 21.6 | WPRS 1 | WND | 2018/12/20 00:00:00+00 | Y | East
-118.3243 | 34.9879 | 3441 | S0714 | Valentine Solar | 0 | EDF Renewable Energy Inc | Kern | 100 | Unit 1 | SUN | 2019/12/01 00:00:00+00 | Y | East
-118.2608 | 35.0461 | 3442 | W0477 | Mojave 3-4-5 | 0 | FPL Energy Operating Services Inc | Kern | 75 | WPRS 1 | WND | 2021/01/01 00:00:00+00 | Y | East
-118.2832 | 35.0457 | 3443 | W0480 | Oasis Alta, LLC | 0 | Terra-Gen, LLC | Kern | 14.4 | WPRS 1 | WND | 2021/04/14 00:00:00+00 | Y | East
-117.7015 | 35.0321 | 3444 | G0366 | Lake Shore Mojave LLC (Retired 8/2013) | 1 | Energy Operations Group | Kern | 55 | Unit 1 | NG | 1990/06/12 00:00:00+00 | N | East
-117.7021 | 35.0349 | 3445 | G0625 | U S Borax Inc | 0 | Rio Tinto Minerals | Kern | 42 | Unit 1 | NG | 1984/09/25 00:00:00+00 | N | East
-117.5557 | 35.0067 | 3446 | S0071 | SEGS III (Retired 6/30/2021) | 1 | Luz Solar Partners Ltd III | San Bernardino | 34.2 | GEN1 | SUN | 1986/12/18 00:00:00+00 | Y | East
-117.5557 | 35.0124 | 3447 | S0072 | SEGS IV (Retired 6/30/2021) | 1 | Luz Solar Partners Ltd IV | San Bernardino | 34.2 | GEN1 | SUN | 1986/12/18 00:00:00+00 | Y | East
-117.5555 | 35.0195 | 3448 | S0074 | SEGS V (Retired 6/30/2021) | 1 | Luz Solar Partners Ltd V | San Bernardino | 34.2 | GEN1 | SUN | 1987/09/29 00:00:00+00 | Y | East
-117.5661 | 35.0205 | 3449 | S0075 | SEGS VI (Retired 6/30/2021) | 1 | Luz Solar Partners Ltd VI | San Bernardino | 35 | GEN1 | SUN | 1988/12/25 00:00:00+00 | Y | East
-117.5662 | 35.0146 | 3450 | S0076 | SEGS VII (Retired 6/30/2021) | 1 | Luz Solar Partners Ltd VII | San Bernardino | 35 | GEN1 | SUN | 1988/12/29 00:00:00+00 | Y | East
-117.3378 | 35.0335 | 3451 | S0073 | SEGS IX | 0 | Luz Solar Partners Ltd IX | San Bernardino | 92 | GEN1 | SUN | 1990/10/11 00:00:00+00 | Y | East
-117.3565 | 35.0315 | 3452 | S0077 | SEGS VIII | 1 | Luz Solar Partners Ltd VIII | San Bernardino | 92 | GEN1 | SUN | 1989/12/01 00:00:00+00 | Y | East
-117.3103 | 35.0073 | 3453 | S0104 | Mojave Solar Project | 0 | Mojave Solar LLC | San Bernardino | 250 | Alpha, Beta | SUN | 2014/12/04 00:00:00+00 | Y | East
-120.8554 | 35.2117 | 3454 | N0001 | Diablo Canyon | 0 | Pacific Gas & Electric (PG&E) | San Luis Obispo | 2323 | Unit 201, Unit 202 | NUC | 1985/05/07 00:00:00+00 | N | West
-120.723 | 35.3213 | 3455 | S9077 | California National Guard | 0 | Not Available | San Luis Obispo | 1 | 1 | SUN | 2012/01/01 00:00:00+00 | Y | West
-120.6233 | 35.1775 | 3456 | S9129 | Stocker Resources/ Plains Exploration & Production Company | 0 | Not Available | San Luis Obispo | 1.4 | 1 | SUN | 2012/01/01 00:00:00+00 | Y | West
-120.5993 | 35.1868 | 3457 | E0254 | Cold Canyon | 0 | Toro Energy of California LLC | San Luis Obispo | 1.5 | CC1 | LFG | 2013/07/21 00:00:00+00 | Y | West
-119.6619 | 35.3194 | 3458 | G0339 | McKittrick Cogen | 0 | WCAC Operating Company | Kern | 47 | LM5000 | NG | 1991/11/01 00:00:00+00 | N | West
-119.6598 | 35.316 | 3459 | G0600 | McKittrick Cogeneration Plant | 0 | Chevron North America Exploration and Production | Kern | 21.07 | McK 1, McK 2, McK1, McK2, McK3 | NG | 2012/06/06 00:00:00+00 | N | West
-119.5987 | 35.2762 | 3460 | G0601 | North Midway Cogeneration Plant - Retired 2014 | 1 | Chevron North America Exploration and Production | Kern | 10.74 | 7, 8, 9 | NG | 1986/10/01 00:00:00+00 | N | West
-119.6297 | 35.2273 | 3461 | G0358 | Midway-Sunset Cogeneration | 0 | Midway Sunset Cogeneration Co | Kern | 234 | A, B, C | NG | 1989/05/08 00:00:00+00 | N | West
-119.6058 | 35.2122 | 3462 | G0031 | Oxford Cogeneration Facility (Shutdown 12/2006) | 1 | Aera Energy LLC | Kern | 15.6 | 1, 2, 3 | NG | 1984/09/19 00:00:00+00 | N | West
-119.5709 | 35.1942 | 3463 | G0355 | Mid-Set Cogeneration (Retired 12/31/2016) | 1 | Mid-Set Cogeneration Facility | Kern | 39.1 | K100 | NG | 1989/05/19 00:00:00+00 | N | West
-119.6243 | 35.2309 | 3464 | G0357 | MMC Mid-Sun LLC (Dismantled 4/1/2009) | 1 | MMC Energy Inc | Kern | 23 | 1 | NG | 2007/01/26 00:00:00+00 | N | West
-119.5831 | 35.2208 | 3465 | G0627 | Dome Lease Project | 0 | Sentinel Peak Resources California LLC | Kern | 6 | T1, T2 | NG | 1998/08/01 00:00:00+00 | N | West
-119.4706 | 35.2786 | 3466 | G0775 | Elk Hills CoGeneration | 0 | Elk Hills Power LLC | Kern | 46.6 | 1, 2 | NG | 1994/11/01 00:00:00+00 | N | East
-119.5922 | 35.2956 | 3467 | G0781 | La Paloma Generating | 0 | La Paloma Generating Co LLC | Kern | 1200 | Gen-1, Gen-2, Gen-3, Gen-4 | NG | 2003/01/06 00:00:00+00 | N | West
-119.5841 | 35.2105 | 3468 | G0784 | Sunrise Power | 0 | Sunrise Power Company LLC | Kern | 908 | ST, X718, X718-719, X719 | NG | 2003/05/01 00:00:00+00 | N | West
-119.4701 | 35.2805 | 3469 | G0799 | Elk Hills Power LLC | 0 | Elk Hills Power LLC | Kern | 567 | CTG1, CTG2, STG | NG | 2003/07/01 00:00:00+00 | N | East
-119.5961 | 35.2373 | 3470 | S9416 | Pumpjack Solar 1 PV | 0 | Duke Energy Renewables | Kern | 20 | 1 | SUN | 2014/12/23 00:00:00+00 | Y | West
-119.3872 | 35.211 | 3471 | S0551 | Castor Solar Project | 0 | Green Light Energy Corporation | Kern | 1.5 | Unit 1 | SUN | 2016/04/02 00:00:00+00 | Y | East
-119.3036 | 35.3028 | 3472 | S9067 | Inergy Propoane LLC | 0 | Not Available | Kern | 1 | 1 | SUN | 2012/01/01 00:00:00+00 | Y | East
-119.425 | 35.1491 | 3473 | S9195 | Ignite Solar LLC_(Alkali Gardner A) | 0 | Not Available | Kern | 1.5 | Unit 1 | SUN | 2013/12/31 00:00:00+00 | Y | East
-119.2385 | 35.1302 | 3474 | S0525 | Algonquin Power SKIC 20 Solar LLC | 0 | Algonquin Power Sanger LLC | Kern | 20 | PV | SUN | 2015/05/15 00:00:00+00 | Y | East
-119.2496 | 35.1283 | 3475 | S9208 | South Kern Solar 1 (1) (SKIC 2012 PV RFO - 1) | 0 | Not Available | Kern | 10 | Unit 1 | SUN | 2016/12/31 00:00:00+00 | Y | East
-119.1086 | 35.1884 | 3476 | E0257 | ABEC Bidart-Old River LLC | 0 | California Bioenergy LLC | Kern | 3.6 | 1 | OBG | 2014/03/10 00:00:00+00 | Y | East
-119.1164 | 35.1731 | 3477 | E0306 | Carlos Echeverria and Sons Dairy Biogas | 0 | California Bioenergy LLC | Kern | 1 | Unit 1 | OBG | 2018/02/13 00:00:00+00 | Y | East
-119.2029 | 35.2143 | 3478 | E0308 | Lakeview Farms LLC | 0 | California Bioenergy LLC | Kern | 1 | Unit 1 | OBG | 2018/02/13 00:00:00+00 | Y | East
-118.9183 | 35.2955 | 3479 | G1073 | Kern Oil & Refining Bakersfield Refinery | 0 | Kern Energy | Kern | 4.5 | 58100 | NG | 2002/10/01 00:00:00+00 | N | East
-119.0851 | 35.2206 | 3480 | S0316 | Old River One LLC | 0 | Onward Energy | Kern | 20 | 1 | SUN | 2014/12/17 00:00:00+00 | Y | East
-118.9885 | 35.315 | 3481 | S9193 | KDW Solar 1 LLC (KDW Solar 1 ) | 0 | Not Available | Kern | 1.5 | Unit 1 | SUN | 2012/12/31 00:00:00+00 | Y | East
-118.9291 | 35.2828 | 3482 | S9199 | KDW Solar 2 LLC | 0 | Not Available | Kern | 1.5 | Unit 1 | SUN | 2013/12/31 00:00:00+00 | Y | East
-118.8887 | 35.1454 | 3483 | S0306 | Orion 1 Solar | 0 | Longroad Energy | Kern | 12 | 1 | SUN | 2014/04/01 00:00:00+00 | Y | East
-118.8475 | 35.3076 | 3484 | S0321 | Regulus Solar | 0 | Not Available | Kern | 60 | 1 | SUN | 2014/10/31 00:00:00+00 | Y | East
-118.8094 | 35.3155 | 3485 | S0431 | Redcrest Solar Farm | 0 | S-Power (Sustainable Power Group) | Kern | 16.66 | Unit 1 | SUN | 2015/08/01 00:00:00+00 | Y | East
-118.817 | 35.3176 | 3486 | S9080 | Vaquero Energy Inc. | 0 | Not Available | Kern | 1 | 1 | SUN | 2012/01/01 00:00:00+00 | Y | East
-118.87 | 35.2456 | 3487 | S9087 | Grimmway Enterprises Inc. | 0 | Not Available | Kern | 1 | 1 | SUN | 2012/01/01 00:00:00+00 | Y | East
-118.87 | 35.2472 | 3488 | S9088 | Grimmway Enterprises Inc. | 0 | Not Available | Kern | 1 | 1 | SUN | 2012/01/01 00:00:00+00 | Y | East
-118.8594 | 35.2612 | 3489 | S9091 | Grimmway Enterprises Inc. | 0 | Not Available | Kern | 1 | 1 | SUN | 2012/01/01 00:00:00+00 | Y | East
-118.8756 | 35.3037 | 3490 | S9204 | Kern River (Bena B) | 0 | Not Available | Kern | 1.5 | Unit 1 | SUN | 2014/12/31 00:00:00+00 | Y | East
-118.1943 | 35.2293 | 3491 | S9160 | Pine Tree Solar Project | 0 | Los Angeles Department of Water & Power (LADWP) | Kern | 8.5 | 1 | SUN | 2013/03/15 00:00:00+00 | Y | East
-118.246 | 35.2636 | 3492 | W0289 | Sky River Partnership (ESI Energy Inc - 6065) | 0 | Not Available | Kern | 70.65 | WPRS 1 | WND | 2012/12/11 00:00:00+00 | Y | East
-118.1799 | 35.247 | 3493 | W0368 | Pine Tree Wind Power Plant | 0 | Los Angeles Department of Water & Power (LADWP) | Kern | 135 | WPRS 1 | WND | 2009/07/01 00:00:00+00 | Y | East
-118.0144 | 35.2694 | 3494 | S0587 | Beacon Solar 1 | 0 | S-Power (Sustainable Power Group) | Kern | 56 | Unit 1 | SUN | 2017/04/28 00:00:00+00 | Y | East
-118.0687 | 35.2053 | 3495 | S0530 | RE Barren Ridge 1 | 0 | Recurrent Energy LLC | Kern | 60 | Unit 1 | SUN | 2016/04/19 00:00:00+00 | Y | East
-118.0267 | 35.252 | 3496 | S0554 | Beacon 3 | 0 | S-Power (Sustainable Power Group) | Kern | 60 | Unit 1 | SUN | 2016/12/30 00:00:00+00 | Y | East
-118.0361 | 35.2479 | 3497 | S0555 | Beacon 4 | 0 | S-Power (Sustainable Power Group) | Kern | 50 | Unit 1 | SUN | 2016/12/05 00:00:00+00 | Y | East
-117.96 | 35.2507 | 3498 | S0603 | Springbok Solar Farm 1 | 0 | 62SK 8MW LLC | Kern | 105 | Unit 1 | SUN | 2016/04/11 00:00:00+00 | Y | East
-117.9831 | 35.2502 | 3499 | S0604 | Springbok Solar Farm 2 | 0 | 62SK 8MW LLC | Kern | 155 | Unit 1 | SUN | 2016/09/06 00:00:00+00 | Y | East
-118.0363 | 35.2548 | 3500 | S0637 | Beacon 2 | 0 | CD Arevon USA Inc. | Kern | 45 | Unit 1 | SUN | 2017/12/29 00:00:00+00 | Y | East
-118.0374 | 35.2535 | 3501 | S0638 | Beacon 5 | 0 | CD Arevon USA Inc. | Kern | 36 | Unit 1 | SUN | 2017/12/29 00:00:00+00 | Y | East
-117.9599 | 35.2433 | 3502 | S0690 | Springbok 3 | 0 | CD Arevon USA Inc. | Kern | 119.6 | Unit 1 | SUN | 2019/07/19 00:00:00+00 | Y | East
-114.5959 | 35.133 | 3503 | C0024 | Mohave Generating Station (Nevada) - Retired December 2005 | 1 | Southern California Edison (SCE) | Clark | 1636.2 | Unit 1, Unit 2 | SUB | 1971/01/01 00:00:00+00 | N | East
-120.8569 | 35.3819 | 3504 | S9297 | Pristine Sun Fund 7 San Luis Obispo PGE LLC_(2103_Hill) | 0 | Not Available | San Luis Obispo | 0.75 | Unit 1 | SUN | 2013/12/31 00:00:00+00 | Y | West
-120.857 | 35.3719 | 3505 | G0371 | Morro Bay Power Plant (Retired Feb 05 2014) | 1 | LSP Morro Bay LLC | San Luis Obispo | 912 | 1, 2, 3, 4 | NG | 1956/07/01 00:00:00+00 | N | West
-120.4991 | 35.4804 | 3506 | S9296 | Pristine Sun Fund 1 LLC_(2059_Scherz) | 0 | Not Available | San Luis Obispo | 0.75 | Unit 1 | SUN | 2013/12/31 00:00:00+00 | Y | West
-120.0619 | 35.3762 | 3507 | S0245 | Topaz Solar Farms LLC | 0 | Topaz Solar Farms LLC | San Luis Obispo | 550 | Topaz 1 | SUN | 2013/09/01 00:00:00+00 | Y | West
-119.9253 | 35.3438 | 3508 | S0240 | California Valley Solar Ranch | 0 | Clearway Energy | San Luis Obispo | 250 | 1A, 1B | SUN | 2012/09/15 00:00:00+00 | Y | West
-119.6803 | 35.3746 | 3509 | G0102 | Cymric Cogeneration Plants | 0 | Chevron North America Exploration and Production | Kern | 21.04 | 31X:TG1, 31X:TG2, 36W:Gen1, 36W:Gen2, 36W:Gen3, 36W:Gen4, 6Z:TG1, 6Z:TG2 | NG | 1988/10/01 00:00:00+00 | N | West
-119.7335 | 35.4484 | 3510 | G0516 | South Belridge Cogen Facility | 0 | Aera Energy LLC | Kern | 69 | 1, 2, 3, A, B, C | NG | 1985/12/01 00:00:00+00 | N | West
-119.6617 | 35.3545 | 3511 | G0644 | Wellport Lease Project | 0 | Sentinel Peak Resources California LLC | Kern | 3.8 | 1 | NG | 1990/03/01 00:00:00+00 | N | West
-119.6269 | 35.4165 | 3512 | S0547 | Rio Bravo Solar II (PMPJCK) | 0 | Duke Energy Renewables | Kern | 20 | PV1 | SUN | 2016/12/29 00:00:00+00 | Y | West
-119.6385 | 35.4162 | 3513 | S0565 | Rio Bravo Solar I LLC (Pumpjack Solar2) | 0 | Duke Energy Renewables | Kern | 20 | Unit 1 | SUN | 2016/12/21 00:00:00+00 | Y | West
-119.4329 | 35.4722 | 3514 | E0309 | West-Star North Dairy | 0 | California Bioenergy LLC | Kern | 1 | Unit 1 | OBG | 2018/02/13 00:00:00+00 | Y | East
-119.3215 | 35.3952 | 3515 | G0216 | Frito-Lay (Kern Plant) | 0 | Frito-Lay Inc | Kern | 6.05 | GEN1 | NG | 1986/03/01 00:00:00+00 | N | East
-119.1269 | 35.4505 | 3516 | S0330 | Shafter Solar LLC | 0 | NextEra Energy Resources LLC | Kern | 20 | 1 | SUN | 2015/06/03 00:00:00+00 | Y | East
-119.104 | 35.3466 | 3517 | S9027 | CSU Bakersfield | 0 | Silicon Ranch Corporation | Kern | 1 | 1 | SUN | 2012/01/01 00:00:00+00 | Y | East
-119.0083 | 35.419 | 3518 | G0409 | Oildale (Retired 1/05/2016) | 1 | Oildale Energy LLC | Kern | 40 | ODC1 | NG | 1985/06/07 00:00:00+00 | N | East
-118.9645 | 35.4205 | 3519 | G0556 | Weir Cogeneration Plant (shutdown) - Retired December 2006 | 1 | Aera Energy LLC | Kern | 3.5 | 1 | NG | 1988/06/19 00:00:00+00 | N | East
-119.0035 | 35.4548 | 3520 | G0595 | A Fee Cogeneration Plant - Retired 2011 | 1 | Chevron North America Exploration and Production | Kern | 7.46 | GEN1, GEN2 | NG | 1986/06/01 00:00:00+00 | N | East
-119.0026 | 35.4548 | 3521 | G0596 | B Fee Cogeneration Plant - Retired 2011 | 1 | Chevron North America Exploration and Production | Kern | 3.73 | GEN1 | NG | 1987/05/01 00:00:00+00 | N | East
-119.0021 | 35.4549 | 3522 | G0597 | C Fee Cogeneration Plant - Retired 2011 | 1 | Chevron North America Exploration and Production | Kern | 8.48 | GEN1, GEN2 | NG | 1987/02/01 00:00:00+00 | N | East
-118.9931 | 35.33 | 3523 | S0642 | Bakersfield Industrial 1 | 0 | Not Available | Kern | 1 | Unit 1 | SUN | 2017/12/27 00:00:00+00 | Y | East
-118.9785 | 35.3265 | 3524 | S0643 | Bakersfield Solar 1 | 0 | Not Available | San Joaquin | 5.3 | Unit 1 | SUN | 2017/12/26 00:00:00+00 | Y | East
-118.9689 | 35.4117 | 3525 | S9045 | College District Kern Community | 0 | Not Available | Kern | 1 | 1 | SUN | 2012/01/01 00:00:00+00 | Y | East
-119.0148 | 35.3715 | 3526 | S9079 | County of Kern | 0 | Not Available | Kern | 1 | 1 | SUN | 2012/01/01 00:00:00+00 | Y | East
-119.0393 | 35.4029 | 3527 | S9106 | Kern County Water Agency | 0 | Not Available | Kern | 1.1 | 1 | SUN | 2012/01/01 00:00:00+00 | Y | East
-119.038 | 35.403 | 3528 | S9152 | Kern County Water Agency | 0 | Not Available | Kern | 4.1 | 1 | SUN | 2012/01/01 00:00:00+00 | Y | East
-119.0739 | 35.406 | 3529 | S9209 | Tehachapi (Oswell B) | 0 | Not Available | Kern | 1.5 | Unit 1 | SUN | 2014/12/31 00:00:00+00 | Y | East
-119.0299 | 35.4837 | 3530 | G0040 | Badger Creek Cogen | 0 | WCAC Operating Company | Kern | 47 | LM5000 | NG | 1991/04/19 00:00:00+00 | N | East
-118.9614 | 35.4406 | 3531 | G0103 | Kern River Eastridge Cogeneration Plant | 0 | Chevron North America Exploration and Production | Kern | 48.8 | 101A, 101B | NG | 1988/06/01 00:00:00+00 | N | East
-119.0128 | 35.4407 | 3532 | G0173 | Western Power and Steam Inc. (DAI Oildale) | 0 | Grade 6 Oil LLC | Kern | 31.02 | CTG, STG | NG | 1990/03/01 00:00:00+00 | N | East
-119.0461 | 35.5005 | 3533 | G0176 | Double C | 0 | WCAC Operating Company | Kern | 48 | Unit 1, Unit 2 | NG | 1989/03/20 00:00:00+00 | N | East
-119.0401 | 35.5156 | 3534 | G0258 | High Sierra | 0 | WCAC Operating Company | Kern | 48 | Unit 1, Unit 2 | NG | 1989/03/27 00:00:00+00 | N | East
-119.0306 | 35.5092 | 3535 | G0292 | Kern Front | 0 | WCAC Operating Company | Kern | 48 | Unit 1, Unit 2 | NG | 1989/05/28 00:00:00+00 | N | East
-118.9849 | 35.4518 | 3536 | G0293 | Kern River Cogeneration Co | 0 | Kern River Cogeneration Facility | Kern | 300 | UNIT 1, UNIT 2, UNIT 3, UNIT 4 | NG | 1985/05/01 00:00:00+00 | N | East
-119.009 | 35.4962 | 3537 | G0315 | Live Oak Cogen | 0 | WCAC Operating Company | Kern | 47 | LM5000 | NG | 1992/04/01 00:00:00+00 | N | East
-118.9265 | 35.4191 | 3538 | G0428 | Bear Mountain Cogen | 0 | WCAC Operating Company | Kern | 47 | LM5000 | NG | 1995/04/24 00:00:00+00 | N | East
-119.0784 | 35.3741 | 3539 | G0558 | Southeast Kern River Cogen | 0 | Chevron North America Exploration and Production | Kern | 27.6 | Unit 1, Unit 2, Unit 3 | NG | 1989/02/01 00:00:00+00 | N | East
-119.0028 | 35.4551 | 3540 | G0590 | Sycamore Cogeneration Co | 0 | Sycamore Cogeneration Facility | Kern | 300 | UNIT 1, UNIT 2, UNIT 3, UNIT 4 | NG | 1987/11/25 00:00:00+00 | N | East
-118.7965 | 35.4407 | 3541 | H0267 | Kern Canyon | 0 | Pacific Gas & Electric (PG&E) | Kern | 11.5 | Unit 596 | WAT | 1921/08/08 00:00:00+00 | Y | East
-118.7794 | 35.4603 | 3542 | H0268 | Kern River 1 | 0 | Southern California Edison (SCE) | Kern | 24.8 | UNIT 1 | WAT | 1907/05/01 00:00:00+00 | Y | East
-118.8223 | 35.43 | 3543 | H0367 | Rio Bravo Hydroelectric | 0 | Olcese Water District | Kern | 14 | 2024-01-02 | WAT | 1989/05/01 00:00:00+00 | Y | East
-118.8771 | 35.3273 | 3544 | S0427 | Hayworth Solar Farm | 0 | S-Power (Sustainable Power Group) | Kern | 26.66 | Unit 1 | SUN | 2015/11/01 00:00:00+00 | Y | East
-118.8239 | 35.3235 | 3545 | S0445 | Woodmere Solar Farm | 0 | S-Power (Sustainable Power Group) | Kern | 14.99 | Unit 1 | SUN | 2015/12/22 00:00:00+00 | Y | East
-118.8126 | 35.3237 | 3546 | S0652 | Redwood Solar Farm 4 | 0 | Not Available | Kern | 20 | Unit 1 | SUN | 2018/01/06 00:00:00+00 | Y | East
-118.7459 | 35.3273 | 3547 | S9200 | Agua Caliente (Bena A) | 0 | Not Available | Kern | 1.5 | Unit 1 | SUN | 2014/12/31 00:00:00+00 | Y | East
-118.1805 | 35.3503 | 3548 | W0414 | North Sky River, LLC | 0 | North Sky River Energy LLC | Kern | 162 | WPRS 1 | WND | 2012/12/24 00:00:00+00 | Y | East
-120.6814 | 35.5578 | 3549 | S9292 | Ecos Energy LLC_(Vintner Solar Project) | 0 | Not Available | San Luis Obispo | 1.5 | Unit 1 | SUN | 2014/03/05 00:00:00+00 | Y | West
-120.6847 | 35.6142 | 3550 | S9295 | Pristine Sun Fund 7 San Luis Obispo PGE LLC_(2163_Bray) | 0 | Not Available | San Luis Obispo | 1 | Unit 1 | SUN | 2013/12/31 00:00:00+00 | Y | West
-120.6458 | 35.6916 | 3551 | S9298 | Pristine Sun Fund 7 San Luis Obispo PGE LLC_(2050_Gomez) | 0 | Not Available | San Luis Obispo | 0.5 | Unit 1 | SUN | 2013/12/31 00:00:00+00 | Y | West
-120.5681 | 35.6712 | 3552 | S0162 | Meridian (Paso Robles Solar LLC) | 0 | X-Elio North America Inc. | San Luis Obispo | 1.14 | 1 | SUN | 2010/11/29 00:00:00+00 | Y | West
-120.5962 | 35.6563 | 3553 | S9294 | Pristine Sun Fund 1 LLC_(2056_Jardine) | 0 | Not Available | San Luis Obispo | 1 | Unit 1 | SUN | 2013/12/31 00:00:00+00 | Y | West
-120.3439 | 35.6836 | 3554 | S0689 | California Flats 150 | 0 | CD Arevon USA Inc. | San Luis Obispo | 150 | Unit 1 | SUN | 2019/03/05 00:00:00+00 | Y | West
-119.8573 | 35.6168 | 3555 | S0339 | Blackwell Solar | 0 | Blackwell Solar LLC | Kern | 12 | BWS1 | SUN | 2015/04/17 00:00:00+00 | Y | West
-119.8558 | 35.6255 | 3556 | S0340 | Lost Hills Solar | 0 | Lost Hills Solar LLC | Kern | 21.28 | LHS1 | SUN | 2015/04/17 00:00:00+00 | Y | West
-119.8916 | 35.6542 | 3557 | S9011 | Paramount Farms Inc. | 0 | Not Available | Kern | 1 | 1 | SUN | 2012/01/01 00:00:00+00 | Y | West
-119.845 | 35.61 | 3558 | S0688 | CED Lost Hills Solar, LLC | 0 | CED California Holdings LLC | Kern | 20 | Unit 1 | SUN | 2019/02/05 00:00:00+00 | Y | West
-119.7161 | 35.6475 | 3559 | S9177 | Nickel 1 ("NLH1") | 0 | Not Available | Kern | 1.5 | Unit 1 | SUN | 2013/03/01 00:00:00+00 | Y | West
-119.7671 | 35.6657 | 3560 | G0599 | Lost Hills Cogeneration Plant | 0 | Aera Energy LLC | Kern | 9 | 4, 5, 6 | NG | 1985/10/01 00:00:00+00 | N | West
-119.7023 | 35.6076 | 3561 | S0718 | Chevron - Lost Hills Hybrid | 0 | Solar Star Lost Hills, LLC | Kern | 29.75 | Unit 1 | SUN | 2020/04/16 00:00:00+00 | Y | West
-119.5687 | 35.6188 | 3562 | S0327 | Wildwood Solar I | 0 | Duke Energy Renewables | Kern | 20 | WLD1 | SUN | 2015/02/18 00:00:00+00 | Y | West
-119.5759 | 35.5919 | 3563 | S0331 | Cottonwood Goose Lake LLC | 0 | Onward Energy | Kern | 12 | 1 | SUN | 2015/04/28 00:00:00+00 | Y | West
-119.5779 | 35.6325 | 3564 | S0546 | Wildwood Solar II | 0 | Duke Energy Renewables | Kern | 15 | PV1 | SUN | 2017/01/11 00:00:00+00 | Y | West
-119.5455 | 35.5382 | 3565 | G0592 | South Generator | 0 | Semitropic Water Storage District | Kern | 2 | 1, 2 | NG | 1993/09/01 00:00:00+00 | N | West
-119.5444 | 35.5791 | 3566 | G0593 | North Generator | 0 | Semitropic Water Storage District | Kern | 2 | 1, 2 | NG | 1993/09/01 00:00:00+00 | N | West
-119.4378 | 35.5683 | 3567 | S9044 | Primex Farms LLC | 0 | Not Available | Kern | 1 | 1 | SUN | 2012/01/01 00:00:00+00 | Y | East
-119.4066 | 35.5906 | 3568 | S9165 | CA Dept of Correctionns WASCO (WSP) | 0 | Not Available | Kern | 2 | 1 | SUN | 2013/01/01 00:00:00+00 | Y | East
-119.3595 | 35.5237 | 3569 | S9198 | Ignite Solar LLC_(Merced Ave C) | 0 | Not Available | Kern | 1.5 | Unit 1 | SUN | 2013/12/31 00:00:00+00 | Y | East
-119.4503 | 35.5569 | 3570 | S9207 | Sequoia (Bena C) | 0 | Not Available | Kern | 1.5 | Unit 1 | SUN | 2014/12/31 00:00:00+00 | Y | East
-119.1491 | 35.5472 | 3571 | S9196 | Ignite Solar LLC_(Merced Ave A) | 0 | Not Available | Kern | 1.5 | Unit 1 | SUN | 2013/12/31 00:00:00+00 | Y | East
-119.1498 | 35.5471 | 3572 | S9197 | Ignite Solar LLC_(Merced Ave B) | 0 | Not Available | Kern | 1.5 | Unit 1 | SUN | 2013/12/31 00:00:00+00 | Y | East
-118.9855 | 35.6314 | 3573 | E0232 | Mt. Poso Cogeneration | 0 | Mt Poso Cogeneration Co | Kern | 44 | 412585 | WDS | 2011/11/01 00:00:00+00 | Y | East
-119.006 | 35.5765 | 3574 | C0016 | Mt. Poso Cogeneration - Retired November 2011 | 1 | Mt Poso Cogeneration Co | Kern | 63.6 | S/N 412585 | BIT | 1988/09/01 00:00:00+00 | N | East
-119.0752 | 35.5473 | 3575 | C0022 | Rio Bravo Poso (Retired 2/12/2015) | 1 | IHI Power Services Corp | Kern | 33 | 1 | BIT | 1989/09/01 00:00:00+00 | N | East
-118.5245 | 35.5879 | 3576 | H0048 | Borel | 0 | Southern California Edison (SCE) | Kern | 11 | 1 | WAT | 1904/12/01 00:00:00+00 | Y | East
-118.4819 | 35.6441 | 3577 | H0094 | Isabella | 0 | Isabella Partners | Kern | 13.9 | GEN1, GEN2 | WAT | 1990/01/01 00:00:00+00 | Y | East
-117.6544 | 35.6353 | 3578 | S0297 | Naval Air Weapons Station China Lake | 0 | Goldman Sachs | Kern | 13.78 | Unit 1 | SUN | 2012/09/17 00:00:00+00 | Y | East
-115.4517 | 35.5354 | 3579 | S0078 | Ivanpah I (Solar Partners II) | 0 | Solar Partners I II VIII LLC | San Bernardino | 126 | Ivanpah 1 | SUN | 2013/12/30 00:00:00+00 | Y | East
-115.4829 | 35.5755 | 3580 | S0079 | Ivanpah II (Solar Partners I) | 0 | Solar Partners I II VIII LLC | San Bernardino | 133 | Ivanpah 2 | SUN | 2013/12/31 00:00:00+00 | Y | East
-115.4702 | 35.5569 | 3581 | S0080 | Ivanpah III (Solar Partners VIII) | 0 | Solar Partners I II VIII LLC | San Bernardino | 133 | Ivanpah 3 | SUN | 2013/12/31 00:00:00+00 | Y | East
-115.3498 | 35.6242 | 3582 | S0436 | Silver State Power South (NV) | 0 | Silver State Solar Power South, LLC | Clark | 250 | Unit 1 | SUN | 2015/10/01 00:00:00+00 | Y | East
-115.427 | 35.5912 | 3583 | S0457 | Desert Stateline Solar Facility | 0 | Desert Stateline Solar, LLC | San Bernardino | 299.99 | SLS1 | SUN | 2015/12/10 00:00:00+00 | Y | East
-120.8833 | 35.7986 | 3584 | H0341 | Nacimiento Hydro Project | 0 | Monterey County Water Resources Agency | San Luis Obispo | 4.36 | 1, 2 | WAT | 1987/07/01 00:00:00+00 | Y | West
-120.6969 | 35.7624 | 3585 | S9054 | San Miguel Winery | 0 | Not Available | San Luis Obispo | 1 | 1 | SUN | 2012/01/01 00:00:00+00 | Y | West
-120.7346 | 35.7953 | 3586 | S9299 | Pristine Sun Fund 7 San Luis Obispo PGE LLC_(2053_Pisciotta) | 0 | Not Available | San Luis Obispo | 0.25 | Unit 1 | SUN | 2013/12/31 00:00:00+00 | Y | West
-120.3384 | 35.8741 | 3587 | S0636 | California Flats North | 0 | CD Arevon USA Inc. | Monterey | 130 | Unit 1 | SUN | 2017/11/29 00:00:00+00 | Y | West
-119.9061 | 35.7288 | 3588 | S0434 | Coronal Lost Hills Solar | 0 | CD Arevon USA Inc. | Kern | 20 | Unit 1 | SUN | 2015/05/18 00:00:00+00 | Y | West
-119.8207 | 35.7364 | 3589 | S0404 | Morelos Solar Facility | 0 | Morelos Solar LLC | Kern | 15 | MRLS | SUN | 2015/12/02 00:00:00+00 | Y | West
-119.2945 | 35.7908 | 3590 | G1049 | Delano Energy Center LLC | 0 | Wellhead Power Delano LLC | Tulare | 49.9 | 1 | NG | 2013/01/16 00:00:00+00 | N | East
-119.4394 | 35.8951 | 3591 | S0246 | Alpaugh 50 LLC | 0 | CED California Holdings LLC | Tulare | 50 | 1 | SUN | 2013/03/01 00:00:00+00 | Y | East
-119.4374 | 35.902 | 3592 | S0247 | Alpaugh North LLC | 0 | CED California Holdings LLC | Tulare | 20 | 1 | SUN | 2013/02/20 00:00:00+00 | Y | East
-119.4622 | 35.8748 | 3593 | S0320 | White River Solar 2 LLC (White River West) | 0 | CED California Holdings LLC | Tulare | 19.8 | 1 | SUN | 2014/09/17 00:00:00+00 | Y | East
-119.4528 | 35.8786 | 3594 | S0323 | Atwell Island PV Solar Generating Facility | 0 | Not Available | Tulare | 20 | Unit 1 | SUN | 2013/03/01 00:00:00+00 | Y | East
-119.4597 | 35.8155 | 3595 | S0336 | Atwell Island West LLC CED | 0 | CED California Holdings LLC | Tulare | 19.8 | 1 | SUN | 2015/06/25 00:00:00+00 | Y | East
-119.309 | 35.7775 | 3596 | S0359 | North Kern State Prison II | 0 | Not Available | Kern | 4 | 1 | SUN | 2012/09/28 00:00:00+00 | Y | East
-119.2265 | 35.7756 | 3597 | S0358 | North Kern State Prison | 0 | Silicon Ranch Corporation | Kern | 0.99 | 1 | SUN | 2011/12/22 00:00:00+00 | Y | East
-119.2446 | 35.7391 | 3598 | S0648 | Delano Land 1 | 0 | Not Available | Kern | 1 | Unit 1 | SUN | 2017/12/28 00:00:00+00 | Y | East
-119.2345 | 35.7191 | 3599 | E0029 | Covanta Delano Inc | 0 | Clean Energy Systems | Kern | 58 | Delano 1, Delano 2 | WDS | 1989/12/01 00:00:00+00 | Y | East
-119.0684 | 35.8563 | 3600 | S0579 | Ducor Solar 1 | 0 | CED California Holdings LLC | Tulare | 20 | Unit 1 | SUN | 2016/11/30 00:00:00+00 | Y | East
-119.0679 | 35.8457 | 3601 | S0580 | Ducor Solar 2 | 0 | CED California Holdings LLC | Tulare | 20 | Unit 1 | SUN | 2016/11/30 00:00:00+00 | Y | East
-119.057 | 35.8454 | 3602 | S0581 | Ducor Solar 3 | 0 | CED California Holdings LLC | Tulare | 15 | Unit 1 | SUN | 2016/12/01 00:00:00+00 | Y | East
-119.027 | 35.8504 | 3603 | S0582 | Ducor Solar 4 | 0 | CED California Holdings LLC | Tulare | 20 | Unit 1 | SUN | 2016/12/01 00:00:00+00 | Y | East
-119.0493 | 35.8312 | 3604 | S0538 | Nicolis | 0 | Coronal Group LLC | Tulare | 20 | Unit 1 | SUN | 2016/09/15 00:00:00+00 | Y | East
-119.0375 | 35.8241 | 3605 | S0539 | Tropico | 0 | Coronal Group LLC | Tulare | 14 | Unit 1 | SUN | 2016/09/14 00:00:00+00 | Y | East
-119.0513 | 35.7415 | 3606 | C0018 | Rio Bravo Jasmin (Retired 1/20/2016) | 1 | IHI Power Services Corp | Kern | 33 | Unit 1 | BIT | 1989/09/01 00:00:00+00 | N | East
-118.4362 | 35.7761 | 3607 | H0269 | Kern River 3 | 0 | Southern California Edison (SCE) | Kern | 36.8 | UNIT 1 | WAT | 1921/03/01 00:00:00+00 | Y | East
-117.3837 | 35.7656 | 3608 | C0017 | Argus Cogen Plant | 0 | Searles Valley Minerals | San Bernardino | 62.5 | TG #5, TG #8, TG #9 | BIT | 1947/12/01 00:00:00+00 | N | East
-117.3785 | 35.7638 | 3609 | C0001 | ACE Cogeneration (ACE is Argus Cogen Expansion - Retired) | 1 | ACE Cogeneration Co | San Bernardino | 108 | GEN 1 | PC | 1990/12/01 00:00:00+00 | N | East
-117.3772 | 35.7618 | 3610 | G0396 | Westend Facility | 0 | Searles Valley Minerals | San Bernardino | 20 | PINA | NG | 1968/06/01 00:00:00+00 | N | East
-114.9941 | 35.7884 | 3611 | G1040 | Desert Star Energy Center (NV) | 0 | San Diego Gas & Electric - Desert Star | Clark | 536 | ED01, ED02, ED03 | NG | 2000/05/04 00:00:00+00 | N | East
-114.9927 | 35.7818 | 3612 | S0243 | Copper Mountain I (NV) | 0 | Copper Mountain Solar | Clark | 58 | CM10, CM48 | SUN | 2012/06/28 00:00:00+00 | Y | East
-114.9765 | 35.8016 | 3613 | S0244 | Copper Mountain II (NV) | 0 | Copper Mountain Solar | Clark | 94.5 | CMS2 | SUN | 2012/06/28 00:00:00+00 | Y | East
-114.9579 | 35.8894 | 3614 | S0295 | Copper Mountain III (NV) | 0 | Copper Mountain Solar | Clark | 255 | CMS3 | SUN | 2014/05/12 00:00:00+00 | Y | East
-114.9672 | 35.8026 | 3615 | S0540 | Copper Mountain Solar 4 (NV) | 0 | Copper Mountain Solar | Clark | 93.6 | CMS4 | SUN | 2016/10/01 00:00:00+00 | Y | East
-121.2332 | 35.9982 | 3616 | S9161 | Fort Hunter Liggett Dept of Army | 0 | Not Available | Monterey | 2 | 1 | SUN | 2013/01/01 00:00:00+00 | Y | West
-120.8405 | 35.936 | 3617 | G0547 | Sargent Canyon Cogeneration (retired 3/31/2017) | 1 | Sargent Canyon Cogeneration Co | Monterey | 38.2 | 18C052 | NG | 1992/01/01 00:00:00+00 | N | West
-120.8679 | 35.9517 | 3618 | G0520 | Salinas River Cogeneration | 0 | Salinas River Cogeneration Facility | Monterey | 38.9 | 18C053 | NG | 1992/01/01 00:00:00+00 | N | West
-120.8596 | 35.9532 | 3619 | G0802 | AERA San Ardo Cogen Facility | 0 | Aera Energy LLC | Monterey | 6 | Unit 1, Unit 2 | NG | 1989/01/01 00:00:00+00 | N | West
-120.1514 | 35.9958 | 3620 | S0585 | CED Avenal LLC | 0 | CED California Holdings LLC | Kings | 15 | Unit 1 | SUN | 2017/01/26 00:00:00+00 | Y | West
-120.1053 | 35.9916 | 3621 | S0126 | Avenal Park Solar | 0 | Eurus Energy America Corporation | Kings | 6 | 1 | SUN | 2011/08/05 00:00:00+00 | Y | West
-120.1029 | 35.9849 | 3622 | S0127 | Sun City | 0 | Eurus Energy America Corporation | Kings | 20 | 1 | SUN | 2010/12/31 00:00:00+00 | Y | West
-120.1012 | 35.9807 | 3623 | S0131 | Sand Drag | 0 | Eurus Energy America Corporation | Kings | 19 | 1 | SUN | 2010/12/31 00:00:00+00 | Y | West
-119.9607 | 36.0063 | 3624 | S0301 | Kettleman Solar | 0 | Not Available | Kings | 1 | 1 | SUN | 2014/03/01 00:00:00+00 | Y | West
-119.9478 | 36.0544 | 3625 | S0424 | EE Kettleman Solar 1 | 0 | Clenera - Renewable Energy | Kings | 20 | Unit 1 | SUN | 2015/07/01 00:00:00+00 | Y | West
-119.5548 | 36.0644 | 3626 | S9166 | CA Dept of Correctionns Corcoran | 0 | Not Available | Kings | 3 | 1 | SUN | 2013/01/01 00:00:00+00 | Y | West
-119.3029 | 36.0009 | 3627 | G1020 | Pixley Cogen Plant | 0 | Calgren Renewable Fuels LLC | Tulare | 11.67 | GT-100, GT-200 | NG | 2008/07/01 00:00:00+00 | N | East
-119.4281 | 35.9094 | 3628 | S0248 | White River Solar LLC CED | 0 | CED California Holdings LLC | Tulare | 20 | 1 | SUN | 2013/06/21 00:00:00+00 | Y | East
-118.9241 | 36.0586 | 3629 | H0503 | Success Power Project | 0 | Lower Tule River Irrigation District | Tulare | 1.4 | SPP1 | WAT | 1991/02/01 00:00:00+00 | Y | East
-119.0739 | 36.0286 | 3630 | S0201 | SPVP042 Porterville (Vestal) | 0 | Southern California Edison (SCE) | Tulare | 6.77 | 1 | SUN | 2010/12/28 00:00:00+00 | Y | East
-117.7886 | 36.0025 | 3631 | T0009 | Coso Energy Developers (BLM) | 0 | Coso Operating Company LLC | Inyo | 99.99 | 7, 8, 9 | GEO | 1989/03/14 00:00:00+00 | Y | East
-117.7978 | 36.0374 | 3632 | T0010 | Coso Finance Partners (NAVY I) | 0 | Coso Operating Company LLC | Inyo | 102.43 | 1, 2, 3 | GEO | 1987/08/19 00:00:00+00 | Y | East
-117.7918 | 36.0194 | 3633 | T0011 | Coso Power Developers (NAVY II) | 0 | Coso Operating Company LLC | Inyo | 99.99 | 4, 5, 6 | GEO | 1990/01/13 00:00:00+00 | Y | East
-114.7377 | 36.0156 | 3634 | H0242 | Hoover Dam (NV) | 0 | United States Bureau of Reclamation | Mohave | 2080 | 154, 8902 | WAT | 1936/10/01 00:00:00+00 | Y | East
-121.1901 | 36.2748 | 3635 | W0465 | Scheid Vineyards | 0 | Not Available | Monterey | 1.85 | WPRS 1 | WND | 2017/09/15 00:00:00+00 | Y | West
-121.1275 | 36.2253 | 3636 | G0019 | King City Cogen Plant | 0 | Calpine King City Cogen, LLC | Monterey | 130 | KC1CT1, KC1ST1 | NG | 1989/04/01 00:00:00+00 | N | West
-121.1247 | 36.2249 | 3637 | G0823 | King City Peaker | 0 | Gilroy Energy Center, LLC | Monterey | 47.3 | KC2JT1 | NG | 2002/04/01 00:00:00+00 | N | West
-120.25 | 36.1261 | 3638 | S0349 | Pleasant Valley State Prison | 0 | Not Available | Fresno | 1.22 | 1 | SUN | 2014/07/22 00:00:00+00 | Y | West
-120.2436 | 36.1262 | 3639 | S0350 | Coalinga State Hospital | 0 | Not Available | Fresno | 2 | 1 | SUN | 2014/07/22 00:00:00+00 | Y | West
-120.3885 | 36.1807 | 3640 | G0100 | Coalinga Cogeneration Plants (16.56 MW) | 0 | Chevron North America Exploration and Production | Fresno | 16.56 | 25D:TG1, 25D:TG2, 25D:TG3, 25D:TG4, 6C:TG5, 6C:TG6 | NG | 1986/10/01 00:00:00+00 | N | West
-120.3559 | 36.1901 | 3641 | G0131 | Coalinga Cogeneration Facility (38.4 MW) (Retired 12/31/2016) | 1 | Coalinga Cogeneration Facility | Fresno | 38.4 | K100 | NG | 1992/02/22 00:00:00+00 | N | West
-120.3687 | 36.2376 | 3642 | G0557 | Coalinga Cogeneration Facility (7.0 MW) | 0 | Aera Energy LLC | Fresno | 7 | A, B | NG | 1988/06/01 00:00:00+00 | N | West
-120.1539 | 36.1832 | 3643 | G0906 | Wellhead Power Gates LLC (Retired 2012) | 1 | Wellhead Power Panoche LLC/Gates LLC | Fresno | 46.5 | 1 | NG | 2001/12/27 00:00:00+00 | N | West
-120.1424 | 36.1288 | 3644 | S0177 | Huron Solar Station | 0 | Pacific Gas & Electric (PG&E) | Fresno | 20 | 1 | SUN | 2012/06/27 00:00:00+00 | Y | West
-120.1329 | 36.1434 | 3645 | S0223 | West Gates Solar Station | 0 | Pacific Gas & Electric (PG&E) | Fresno | 10 | 1 | SUN | 2013/06/24 00:00:00+00 | Y | West
-120.1117 | 36.1789 | 3646 | S0224 | Gates Solar Station | 0 | Pacific Gas & Electric (PG&E) | Fresno | 20 | 1 | SUN | 2013/06/24 00:00:00+00 | Y | West
-120.1554 | 36.1849 | 3647 | S9053 | Los Gatos Tomato Products | 0 | Not Available | Fresno | 1 | 1 | SUN | 2012/01/01 00:00:00+00 | Y | West
-120.0753 | 36.139 | 3648 | S9192 | Westlands Solar Farms | 0 | Clenera - Renewable Energy | Fresno | 18 | W3963 | SUN | 2014/02/14 00:00:00+00 | Y | West
-119.9041 | 36.2561 | 3649 | S0307 | Orion 2 Solar | 0 | Longroad Energy | Kings | 8 | 1 | SUN | 2014/06/01 00:00:00+00 | Y | West
-119.9097 | 36.2239 | 3650 | S0315 | Kent South LLC | 0 | Onward Energy | Kings | 20 | 1 | SUN | 2014/12/01 00:00:00+00 | Y | West
-119.9185 | 36.2447 | 3651 | S0533 | RE Mustang | 0 | Recurrent Energy LLC | Kings | 30 | Unit 1 | SUN | 2016/05/12 00:00:00+00 | Y | West
-119.9197 | 36.2391 | 3652 | S0534 | RE Mustang 3 | 0 | Recurrent Energy LLC | Kings | 40 | Unit 1 | SUN | 2016/03/01 00:00:00+00 | Y | West
-119.9106 | 36.2376 | 3653 | S0535 | RE Mustang 4 | 0 | Recurrent Energy LLC | Kings | 30 | Unit 1 | SUN | 2016/03/31 00:00:00+00 | Y | West
-119.9073 | 36.2172 | 3654 | S0544 | Westside PV Solar | 0 | Westside Assets, LLC | Kern | 2 | 4928 | SUN | 2016/05/06 00:00:00+00 | Y | West
-119.9044 | 36.2402 | 3655 | G0867 | Henrietta Peaker | 0 | MRP San Joaquin Energy, LLC | Kings | 98 | HPP 1, HPP 2 | NG | 2002/07/01 00:00:00+00 | N | West
-119.9074 | 36.2243 | 3656 | S0702 | American Kings | 0 | Goldman Sachs | Kings | 123 | Unit 1 | SUN | 2020/12/12 00:00:00+00 | Y | West
-119.9221 | 36.1905 | 3657 | S0721 | Aquamarine Westside | 0 | Aquamarine Westside, LLC | Kings | 250 | W12082 | SUN | 2021/09/22 00:00:00+00 | Y | West
-119.9574 | 36.1819 | 3658 | S0724 | RE Slate 1 | 0 | Goldman Sachs | Kings | 300 | Unit 1 | SUN | 2021/11/12 00:00:00+00 | Y | West
-119.8301 | 36.2236 | 3659 | S0260 | Kansas South | 0 | Clearway Energy | Kings | 20 | Kansas South | SUN | 2013/06/25 00:00:00+00 | Y | West
-119.8309 | 36.2448 | 3660 | S0319 | Kansas LLC | 0 | Onward Energy | Kings | 20 | 1 | SUN | 2014/11/20 00:00:00+00 | Y | West
-119.8043 | 36.2208 | 3661 | S0532 | Henrietta Solar Facility | 0 | Southern Power Company | Kings | 100 | M1250 | SUN | 2016/07/15 00:00:00+00 | Y | West
-119.7973 | 36.2578 | 3662 | S0571 | Lemoore PV 1 LLC | 0 | Lemoore PV 1 LLC | Kings | 1.5 | Unit 1 | SUN | 2016/01/29 00:00:00+00 | Y | West
-119.6505 | 36.1643 | 3663 | S0225 | Guernsey Solar Station | 0 | Pacific Gas & Electric (PG&E) | Kings | 20 | 1 | SUN | 2013/09/18 00:00:00+00 | Y | West
-119.5737 | 36.1422 | 3664 | S0249 | Corcoran LLC CED | 0 | CED California Holdings LLC | Kings | 20 | 1 | SUN | 2013/08/13 00:00:00+00 | Y | West
-119.5814 | 36.1413 | 3665 | S0317 | Corcoran Irrigation District Solar LLC | 0 | Onward Energy | Kings | 20 | 1 | SUN | 2014/12/22 00:00:00+00 | Y | West
-119.553 | 36.137 | 3666 | S0332 | Cottonwood City of Corcoran LLC | 0 | Onward Energy | Kings | 11 | 1 | SUN | 2015/04/23 00:00:00+00 | Y | West

## Data Counts
Count
East or West | N | Y | Grand Total
East | 210 | 767 | 977
West | 158 | 667 | 825
Grand Total | 368 | 1434 | 1802

## Renewable Flag
PriEnergySource | Renewable Flag
SUN | Y
PC | N
NG | N
WAT | Y
WDS | Y
WND | Y
LFG | Y
WSD | Y
OIL | N
MSW | Y
OGW | Y
OBG | Y
DFO | N
JF | N
DFO, NG | N
GEO | Y
BIT | N
AB | Y
WH | Y
NG, SUN | N
BLQ | Y
OBS | Y
NUC | N
GAS | N
OG | N
BAT | Y
SUB | N